## (START) Project Information
Quantity Take-Off Matrix Submittal
Project Name: |  | Total Number of Plan Pages
IPRC #:
CPN #:
FID #:
FILE #:
X #:
NOTE: The review of this submittal will be for general conformance with the design concept. This review does not relieve the Engineer of responsibility for any errors including item description and bid quantities.
Instructions for Filling Out:
User should input information only in the columns notated by the |  | coloring. All areas in gray will auto-populate.
Total Number of Pages MUST be filled in above for the Sheet Number to be chosen on the individual Infrastructure Unit Sheets.
Matrices are Broken Into the Following Units: UNIT I: WATER IMPROVEMENTS UNIT II: SEWER IMPROVEMENTS UNIT III: DRAINAGE IMPROVEMENTS UNIT IV: PAVING IMPROVEMENTS UNIT VI: STREET LIGHT IMPROVEMENTS UNIT VII: TRAFFIC IMPROVEMENTS Please submit only Units applicable to your project.
Required Naming Convention Quantity Takeoff Matrix shall be submitted as an excel document. All submittal documents are required to use the prefix ‘Rev_1 Review’ in front of the document type. For any subsequent reviews that go beyond ""Rev1"", please update all revised documents and virtual folders to reflect the same naming convention, but utilizing the next sequential number (e.g. ""Rev2, Rev3, .......""). Pdf files have to be flattened. The submittal will not be accepted unless complied with. e.g. Rev_1 Quantity Take-Off Matrix

## Water
QUANTITY TAKE-OFF MATRIX
| Project Name: |  |  | IPRC #:
| Total Number of Plan Pages |  |  | CPN #:
UNIT I: WATER IMPROVEMENTS | [6 empty] | Sheet Number & Quantity
Note: | For public safety and quality assurance, all public water or sewer work requires a prequalified contractor. |  |  | Link: Prequalified Contractor Lists
Item Selection |  |  | Copy to Section 00 42 43: Proposal Form |  |  |  | Quantity Selection
Bidlist Item No. | Category | Item Description | City Bid Description | Specification Section No. | Unit of Measure | Bid Quantity
1
2
3
4
5
6
7
8
9
10
11
12
13
14
15
16
17
18
19
20
21
22
23
24
25
26
27
28
29
30
31
32
33
34
35
36
37
38
39
40
41
42
43
44
45
46
47
48
49
50

## Sewer
QUANTITY TAKE-OFF MATRIX
| Project Name: |  |  | IPRC #:
| Total Number of Plan Pages |  |  | CPN #:
UNIT II: SEWER IMPROVEMENTS | [6 empty] | Sheet Number & Quantity
Note: | For public safety and quality assurance, all public water or sewer work requires a prequalified contractor. |  |  | Link: Prequalified Contractor Lists
Item Selection |  |  | Copy to Section 00 42 43: Proposal Form |  |  |  | Quantity Selection
Bidlist Item No. | Category | Item Description | City Bid Description | Specification Section No. | Unit of Measure | Bid Quantity
1
2
3
4
5
6
7
8
9
10
11
12
13
14
15
16
17
18
19
20
21
22
23
24
25
26
27
28
29
30
31
32
33
34
35
36
37
38
39
40
41
42
43
44
45
46
47
48
49
50

## Drainage
QUANTITY TAKE-OFF MATRIX
| Project Name: |  |  | IPRC #:
| Total Number of Plan Pages |  |  | CPN #:
UNIT III: DRAINAGE IMPROVEMENTS | [6 empty] | Sheet Number & Quantity
Item Selection |  |  | Copy to Section 00 42 43: Proposal Form |  |  |  | Quantity Selection
Bidlist Item No. | Category | Item Description | City Bid Description | Specification Section No. | Unit of Measure | Bid Quantity
1
2
3
4
5
6
7
8
9
10
11
12
13
14
15
16
17
18
19
20
21
22
23
24
25
26
27
28
29
30
31
32
33
34
35
36
37
38
39
40
41
42
43
44
45
46
47
48
49
50

## Paving
QUANTITY TAKE-OFF MATRIX
| Project Name: |  |  | IPRC #:
| Total Number of Plan Pages |  |  | CPN #:
UNIT IV: PAVING IMPROVEMENTS | [6 empty] | Sheet Number & Quantity
Note: | For public safety and quality assurance, all concrete paving work greater than 150 feet must be machine laid by a prequalified contractor. All asphalt work requires a prequalified contractor. | [6 empty] | Link: Prequalified Contractor Lists
Item Selection |  |  | Copy to Section 00 42 43: Proposal Form |  |  |  | Quantity Selection
Bidlist Item No. | Category | Item Description | City Bid Description | Specification Section No. | Unit of Measure | Bid Quantity
1
2
3
4
5
6
7
8
9
10
11
12
13
14
15
16
17
18
19
20
21
22
23
24
25
26
27
28
29
30
31
32
33
34
35
36
37
38
39
40
41
42
43
44
45
46
47
48
49
50

## Street Light
QUANTITY TAKE-OFF MATRIX
| Project Name: |  |  | IPRC #:
| Total Number of Plan Pages |  |  | CPN #:
UNIT VI: STREET LIGHT IMPROVEMENTS | [6 empty] | Sheet Number & Quantity
Item Selection |  |  | Copy to Section 00 42 43: Proposal Form |  |  |  | Quantity Selection
Bidlist Item No. | Category | Item Description | City Bid Description | Specification Section No. | Unit of Measure | Bid Quantity
1
2
3
4
5
6
7
8
9
10
11
12
13
14
15
16
17
18
19
20
21
22
23
24
25
26
27
28
29
30
31
32
33
34
35
36
37
38
39
40
41
42
43
44
45
46
47
48
49
50

## Traffic Signal
QUANTITY TAKE-OFF MATRIX
| Project Name: |  |  | IPRC #:
| Total Number of Plan Pages |  |  | CPN #:
UNIT VII: TRAFFIC IMPROVEMENTS | [6 empty] | Sheet Number & Quantity
Item Selection |  |  | Copy to Section 00 42 43: Proposal Form |  |  |  | Quantity Selection
Bidlist Item No. | Category | Item Description | City Bid Description | Specification Section No. | Unit of Measure | Bid Quantity
1
2
3
4
5
6
7
8
9
10
11
12
13
14
15
16
17
18
19
20
21
22
23
24
25
26
27
28
29
30
31
32
33
34
35
36
37
38
39
40
41
42
43
44
45
46
47
48
49
50

## Standard Bid Item List
Description_Combined | Description | City Bid Item Number | Category | Unit of Measure | Specifications
0135.0101 Railroad Coordination | Railroad Coordination | 0135.0101 | Division 01 - General Requirements | LS | 01 35 13
0135.0102 Railroad Flagmen | Railroad Flagmen | 0135.0102 | Division 01 - General Requirements | WD | 01 35 13
0170.0100 Mobilization | Mobilization | 0170.0100 | Division 01 - General Requirements | LS | 01 70 00
0170.0101 Specified Remobilization | Specified Remobilization | 0170.0101 | Division 01 - General Requirements | EA | 01 70 00
0170.0102 Work Order Mobilization (Misc Only) | Work Order Mobilization (Misc Only) | 0170.0102 | Division 01 - General Requirements | EA | 01 70 00
0170.0103 Work Order Emergency Mobilization (Misc Only) | Work Order Emergency Mobilization (Misc Only) | 0170.0103 | Division 01 - General Requirements | EA | 01 70 00
0171.0101 Construction Staking | Construction Staking | 0171.0101 | Division 01 - General Requirements | LS | 01 71 23
0171.0102 As-Built Survey | As-Built Survey | 0171.0102 | Division 02 - Existing Conditions | LS | 01 71 23
0241.0091 Abandon Cathodic Test Station | Abandon Cathodic Test Station | 0241.0091 | Division 02 - Existing Conditions | EA | 02 41 14
0241.0100 Remove Sidewalk | Remove Sidewalk | 0241.0100 | Division 02 - Existing Conditions | SF | 02 41 13
0241.0200 Remove Step | Remove Step | 0241.0200 | Division 02 - Existing Conditions | SF | 02 41 13
0241.0300 Remove ADA Ramp | Remove ADA Ramp | 0241.0300 | Division 02 - Existing Conditions | EA | 02 41 13
0241.0301 Remove Detectable Warning Surface | Remove Detectable Warning Surface | 0241.0301 | Division 02 - Existing Conditions | EA | 02 41 13
0241.0401 Remove Concrete Drive | Remove Concrete Drive | 0241.0401 | Division 02 - Existing Conditions | SF | 02 41 13
0241.0402 Remove Asphalt Drive | Remove Asphalt Drive | 0241.0402 | Division 02 - Existing Conditions | SF | 02 41 13
0241.0403 Remove Brick Drive | Remove Brick Drive | 0241.0403 | Division 02 - Existing Conditions | SF | 02 41 13
0241.0500 Remove Fence | Remove Fence | 0241.0500 | Division 02 - Existing Conditions | LF | 02 41 13
0241.0550 Remove Guardrail | Remove Guardrail | 0241.0550 | Division 02 - Existing Conditions | LF | 02 41 13
0241.0600 Remove Wall <4' | Remove Wall <4' | 0241.0600 | Division 02 - Existing Conditions | LF | 02 41 13
0241.0700 Remove Mailbox | Remove Mailbox | 0241.0700 | Division 02 - Existing Conditions | EA | 02 41 13
0241.0701 Remove Multiple User Mailbox | Remove Multiple User Mailbox | 0241.0701 | Division 02 - Existing Conditions | EA | 02 41 13
0241.0702 Relocate Mailbox - Traditional | Relocate Mailbox - Traditional | 0241.0702 | Division 02 - Existing Conditions | EA | 02 41 13
0241.0703 Relocate Mailbox - Brick | Relocate Mailbox - Brick | 0241.0703 | Division 02 - Existing Conditions | EA | 02 41 13
0241.0704 Remove and Replace Mailbox - Traditional | Remove and Replace Mailbox - Traditional | 0241.0704 | Division 02 - Existing Conditions | EA | 02 41 13
0241.0705 Remove and Replace Mailbox - Brick | Remove and Replace Mailbox - Brick | 0241.0705 | Division 02 - Existing Conditions | EA | 02 41 13
0241.0800 Remove Rip Rap | Remove Rip Rap | 0241.0800 | Division 02 - Existing Conditions | SF | 02 41 13
0241.0900 Remove Misc Conc Structure | Remove Misc Conc Structure | 0241.0900 | Division 02 - Existing Conditions | LS | 02 41 13
0241.1000 Remove Conc Pvmt | Remove Conc Pvmt | 0241.1000 | Division 02 - Existing Conditions | SY | 02 41 15
0241.1001 Water Line Grouting | Water Line Grouting | 0241.1001 | Division 02 - Existing Conditions | CY | 02 41 14
0241.1011 Remove 4" Water Line | Remove 4" Water Line | 0241.1011 | Division 02 - Existing Conditions | LF | 02 41 14
0241.1012 Remove 6" Water Line | Remove 6" Water Line | 0241.1012 | Division 02 - Existing Conditions | LF | 02 41 14
0241.1013 Remove 8" Water Line | Remove 8" Water Line | 0241.1013 | Division 02 - Existing Conditions | LF | 02 41 14
0241.1014 Remove 10" Water Line | Remove 10" Water Line | 0241.1014 | Division 02 - Existing Conditions | LF | 02 41 14
0241.1015 Remove 12" Water Line | Remove 12" Water Line | 0241.1015 | Division 02 - Existing Conditions | LF | 02 41 14
0241.1016 Remove 16" Water Line | Remove 16" Water Line | 0241.1016 | Division 02 - Existing Conditions | LF | 02 41 14
0241.1017 Remove 18" Water Line | Remove 18" Water Line | 0241.1017 | Division 02 - Existing Conditions | LF | 02 41 14
0241.1018 Remove 20" Water Line | Remove 20" Water Line | 0241.1018 | Division 02 - Existing Conditions | LF | 02 41 14
0241.1019 Remove 24" Water Line | Remove 24" Water Line | 0241.1019 | Division 02 - Existing Conditions | LF | 02 41 14
0241.1020 Remove 30" Water Line | Remove 30" Water Line | 0241.1020 | Division 02 - Existing Conditions | LF | 02 41 14
0241.1021 Remove 36" Water Line | Remove 36" Water Line | 0241.1021 | Division 02 - Existing Conditions | LF | 02 41 14
0241.1022 Remove 42" Water Line | Remove 42" Water Line | 0241.1022 | Division 02 - Existing Conditions | LF | 02 41 14
0241.1023 Remove 48" Water Line | Remove 48" Water Line | 0241.1023 | Division 02 - Existing Conditions | LF | 02 41 14
0241.1024 Remove 54" Water Line | Remove 54" Water Line | 0241.1024 | Division 02 - Existing Conditions | LF | 02 41 14
0241.1025 Remove 60" Water Line | Remove 60" Water Line | 0241.1025 | Division 02 - Existing Conditions | LF | 02 41 14
0241.1026 Remove 66" Water Line | Remove 66" Water Line | 0241.1026 | Division 02 - Existing Conditions | LF | 02 41 14
0241.1027 Remove 72" Water Line | Remove 72" Water Line | 0241.1027 | Division 02 - Existing Conditions | LF | 02 41 14
0241.1100 Remove Asphalt Pvmt | Remove Asphalt Pvmt | 0241.1100 | Division 02 - Existing Conditions | SY | 02 41 15
0241.1106 16" Pressure Plug | 16" Pressure Plug | 0241.1106 | Division 02 - Existing Conditions | EA | 02 41 14
0241.1107 18" Pressure Plug | 18" Pressure Plug | 0241.1107 | Division 02 - Existing Conditions | EA | 02 41 14
0241.1108 20" Pressure Plug | 20" Pressure Plug | 0241.1108 | Division 02 - Existing Conditions | EA | 02 41 14
0241.1109 24" Pressure Plug | 24" Pressure Plug | 0241.1109 | Division 02 - Existing Conditions | EA | 02 41 14
0241.1110 30" Pressure Plug | 30" Pressure Plug | 0241.1110 | Division 02 - Existing Conditions | EA | 02 41 14
0241.1111 36" Pressure Plug | 36" Pressure Plug | 0241.1111 | Division 02 - Existing Conditions | EA | 02 41 14
0241.1112 42" Pressure Plug | 42" Pressure Plug | 0241.1112 | Division 02 - Existing Conditions | EA | 02 41 14
0241.1113 48" Pressure Plug | 48" Pressure Plug | 0241.1113 | Division 02 - Existing Conditions | EA | 02 41 14
0241.1114 54" Pressure Plug | 54" Pressure Plug | 0241.1114 | Division 02 - Existing Conditions | EA | 02 41 14
0241.1115 60" Pressure Plug | 60" Pressure Plug | 0241.1115 | Division 02 - Existing Conditions | EA | 02 41 14
0241.1116 66" Pressure Plug | 66" Pressure Plug | 0241.1116 | Division 02 - Existing Conditions | EA | 02 41 14
0241.1117 72" Pressure Plug | 72" Pressure Plug | 0241.1117 | Division 02 - Existing Conditions | EA | 02 41 14
0241.1118 4"-12" Pressure Plug | 4"-12" Pressure Plug | 0241.1118 | Division 02 - Existing Conditions | EA | 02 41 14
0241.1200 Remove Brick Pvmt | Remove Brick Pvmt | 0241.1200 | Division 02 - Existing Conditions | SY | 02 41 15
0241.1206 16" Water Abandonment Plug | 16" Water Abandonment Plug | 0241.1206 | Division 02 - Existing Conditions | EA | 02 41 14
0241.1207 18" Water Abandonment Plug | 18" Water Abandonment Plug | 0241.1207 | Division 02 - Existing Conditions | EA | 02 41 14
0241.1208 20" Water Abandonment Plug | 20" Water Abandonment Plug | 0241.1208 | Division 02 - Existing Conditions | EA | 02 41 14
0241.1209 24" Water Abandonment Plug | 24" Water Abandonment Plug | 0241.1209 | Division 02 - Existing Conditions | EA | 02 41 14
0241.1210 30" Water Abandonment Plug | 30" Water Abandonment Plug | 0241.1210 | Division 02 - Existing Conditions | EA | 02 41 14
0241.1211 36" Water Abandonment Plug | 36" Water Abandonment Plug | 0241.1211 | Division 02 - Existing Conditions | EA | 02 41 14
0241.1212 42" Water Abandonment Plug | 42" Water Abandonment Plug | 0241.1212 | Division 02 - Existing Conditions | EA | 02 41 14
0241.1213 48" Water Abandonment Plug | 48" Water Abandonment Plug | 0241.1213 | Division 02 - Existing Conditions | EA | 02 41 14
0241.1214 54" Water Abandonment Plug | 54" Water Abandonment Plug | 0241.1214 | Division 02 - Existing Conditions | EA | 02 41 14
0241.1215 60" Water Abandonment Plug | 60" Water Abandonment Plug | 0241.1215 | Division 02 - Existing Conditions | EA | 02 41 14
0241.1216 66" Water Abandonment Plug | 66" Water Abandonment Plug | 0241.1216 | Division 02 - Existing Conditions | EA | 02 41 14
0241.1217 72" Water Abandonment Plug | 72" Water Abandonment Plug | 0241.1217 | Division 02 - Existing Conditions | EA | 02 41 14
0241.1218 4"-12" Water Abandonment Plug | 4"-12" Water Abandonment Plug | 0241.1218 | Division 02 - Existing Conditions | EA | 02 41 14
0241.1300 Remove Conc Curb&Gutter | Remove Conc Curb&Gutter | 0241.1300 | Division 02 - Existing Conditions | LF | 02 41 15
0241.1301 Remove 4" Water Valve | Remove 4" Water Valve | 0241.1301 | Division 02 - Existing Conditions | EA | 02 41 14
0241.1302 Remove 6" Water Valve | Remove 6" Water Valve | 0241.1302 | Division 02 - Existing Conditions | EA | 02 41 14
0241.1303 Remove 8" Water Valve | Remove 8" Water Valve | 0241.1303 | Division 02 - Existing Conditions | EA | 02 41 14
0241.1304 Remove 10" Water Valve | Remove 10" Water Valve | 0241.1304 | Division 02 - Existing Conditions | EA | 02 41 14
0241.1305 Remove 12" Water Valve | Remove 12" Water Valve | 0241.1305 | Division 02 - Existing Conditions | EA | 02 41 14
0241.1351 Salvage 16" Water Valve | Salvage 16" Water Valve | 0241.1351 | Division 02 - Existing Conditions | EA | 02 41 14
0241.1352 Salvage 18" Water Valve | Salvage 18" Water Valve | 0241.1352 | Division 02 - Existing Conditions | EA | 02 41 14
0241.1353 Salvage 20" Water Valve | Salvage 20" Water Valve | 0241.1353 | Division 02 - Existing Conditions | EA | 02 41 14
0241.1354 Salvage 24" Water Valve | Salvage 24" Water Valve | 0241.1354 | Division 02 - Existing Conditions | EA | 02 41 14
0241.1355 Salvage 30" Water Valve | Salvage 30" Water Valve | 0241.1355 | Division 02 - Existing Conditions | EA | 02 41 14
0241.1356 Salvage 36" Water Valve | Salvage 36" Water Valve | 0241.1356 | Division 02 - Existing Conditions | EA | 02 41 14
0241.1357 Salvage 42" Water Valve | Salvage 42" Water Valve | 0241.1357 | Division 02 - Existing Conditions | EA | 02 41 14
0241.1358 Salvage 48" Water Valve | Salvage 48" Water Valve | 0241.1358 | Division 02 - Existing Conditions | EA | 02 41 14
0241.1359 Salvage 54" Water Valve | Salvage 54" Water Valve | 0241.1359 | Division 02 - Existing Conditions | EA | 02 41 14
0241.1360 Salvage 60" Water Valve | Salvage 60" Water Valve | 0241.1360 | Division 02 - Existing Conditions | EA | 02 41 14
0241.1361 Salvage 66" Water Valve | Salvage 66" Water Valve | 0241.1361 | Division 02 - Existing Conditions | EA | 02 41 14
0241.1362 Salvage 72" Water Valve | Salvage 72" Water Valve | 0241.1362 | Division 02 - Existing Conditions | EA | 02 41 14
0241.1400 Remove Conc Valley Gutter | Remove Conc Valley Gutter | 0241.1400 | Division 02 - Existing Conditions | SY | 02 41 15
0241.1401 Abandon 4" Water Valve | Abandon 4" Water Valve | 0241.1401 | Division 02 - Existing Conditions | EA | 02 41 14
0241.1402 Abandon 6" Water Valve | Abandon 6" Water Valve | 0241.1402 | Division 02 - Existing Conditions | EA | 02 41 14
0241.1403 Abandon 8" Water Valve | Abandon 8" Water Valve | 0241.1403 | Division 02 - Existing Conditions | EA | 02 41 14
0241.1404 Abandon 10" Water Valve | Abandon 10" Water Valve | 0241.1404 | Division 02 - Existing Conditions | EA | 02 41 14
0241.1405 Abandon 12" Water Valve | Abandon 12" Water Valve | 0241.1405 | Division 02 - Existing Conditions | EA | 02 41 14
0241.1406 Abandon 16" Water Valve | Abandon 16" Water Valve | 0241.1406 | Division 02 - Existing Conditions | EA | 02 41 14
0241.1407 Abandon 18" Water Valve | Abandon 18" Water Valve | 0241.1407 | Division 02 - Existing Conditions | EA | 02 41 14
0241.1408 Abandon 20" Water Valve | Abandon 20" Water Valve | 0241.1408 | Division 02 - Existing Conditions | EA | 02 41 14
0241.1409 Abandon 24" Water Valve | Abandon 24" Water Valve | 0241.1409 | Division 02 - Existing Conditions | EA | 02 41 14
0241.1410 Abandon 30" Water Valve | Abandon 30" Water Valve | 0241.1410 | Division 02 - Existing Conditions | EA | 02 41 14
0241.1411 Abandon 36" Water Valve | Abandon 36" Water Valve | 0241.1411 | Division 02 - Existing Conditions | EA | 02 41 14
0241.1412 Abandon 42" Water Valve | Abandon 42" Water Valve | 0241.1412 | Division 02 - Existing Conditions | EA | 02 41 14
0241.1413 Abandon 48" Water Valve | Abandon 48" Water Valve | 0241.1413 | Division 02 - Existing Conditions | EA | 02 41 14
0241.1414 Abandon 54" Water Valve | Abandon 54" Water Valve | 0241.1414 | Division 02 - Existing Conditions | EA | 02 41 14
0241.1415 Abandon 60" Water Valve | Abandon 60" Water Valve | 0241.1415 | Division 02 - Existing Conditions | EA | 02 41 14
0241.1416 Abandon 72" Water Valve | Abandon 72" Water Valve | 0241.1416 | Division 02 - Existing Conditions | EA | 02 41 14
0241.1501 1" Wedge Milling | 1" Wedge Milling | 0241.1501 | Division 02 - Existing Conditions | SY | 02 41 15
0241.1502 2" Wedge Milling | 2" Wedge Milling | 0241.1502 | Division 02 - Existing Conditions | SY | 02 41 15
0241.1503 3" Wedge Milling | 3" Wedge Milling | 0241.1503 | Division 02 - Existing Conditions | SY | 02 41 15
0241.1504 4" Wedge Milling | 4" Wedge Milling | 0241.1504 | Division 02 - Existing Conditions | SY | 02 41 15
0241.1505 1" Surface Milling | 1" Surface Milling | 0241.1505 | Division 02 - Existing Conditions | SY | 02 41 15
0241.1506 2" Surface Milling | 2" Surface Milling | 0241.1506 | Division 02 - Existing Conditions | SY | 02 41 15
0241.1507 3" Surface Milling | 3" Surface Milling | 0241.1507 | Division 02 - Existing Conditions | SY | 02 41 15
0241.1508 4" Surface Milling | 4" Surface Milling | 0241.1508 | Division 02 - Existing Conditions | SY | 02 41 15
0241.1510 Salvage Fire Hydrant | Salvage Fire Hydrant | 0241.1510 | Division 02 - Existing Conditions | EA | 02 41 14
0241.1511 Salvage 3/4" Water Meter | Salvage 3/4" Water Meter | 0241.1511 | Division 02 - Existing Conditions | EA | 02 41 14
0241.1512 Salvage 1" Water Meter | Salvage 1" Water Meter | 0241.1512 | Division 02 - Existing Conditions | EA | 02 41 14
0241.1513 Salvage 1 1/2" Water Meter | Salvage 1 1/2" Water Meter | 0241.1513 | Division 02 - Existing Conditions | EA | 02 41 14
0241.1514 Salvage 2" Water Meter | Salvage 2" Water Meter | 0241.1514 | Division 02 - Existing Conditions | EA | 02 41 14
0241.1515 Salvage 3" Water Meter | Salvage 3" Water Meter | 0241.1515 | Division 02 - Existing Conditions | EA | 02 41 14
0241.1516 Salvage 4" Water Meter | Salvage 4" Water Meter | 0241.1516 | Division 02 - Existing Conditions | EA | 02 41 14
0241.1517 Salvage 6" Water Meter | Salvage 6" Water Meter | 0241.1517 | Division 02 - Existing Conditions | EA | 02 41 14
0241.1518 Salvage 8" Water Meter | Salvage 8" Water Meter | 0241.1518 | Division 02 - Existing Conditions | EA | 02 41 14
0241.1519 Salvage 10" Water Meter | Salvage 10" Water Meter | 0241.1519 | Division 02 - Existing Conditions | EA | 02 41 14
0241.1600 Butt Milling | Butt Milling | 0241.1600 | Division 02 - Existing Conditions | LF | 02 41 15
0241.1601 Salvage Water Sampling Station | Salvage Water Sampling Station | 0241.1601 | Division 02 - Existing Conditions | EA | 02 41 14
0241.1602 Remove Concrete Water Vault | Remove Concrete Water Vault | 0241.1602 | Division 02 - Existing Conditions | EA | 02 41 14
0241.1700 Pavement Pulverization | Pavement Pulverization | 0241.1700 | Division 02 - Existing Conditions | SY | 02 41 15
0241.1800 Remove Speed Cushion | Remove Speed Cushion | 0241.1800 | Division 02 - Existing Conditions | EA | 02 41 15
0241.2001 Sanitary Line Grouting | Sanitary Line Grouting | 0241.2001 | Division 02 - Existing Conditions | CY | 02 41 14
0241.2011 Remove 4" Sewer Line | Remove 4" Sewer Line | 0241.2011 | Division 02 - Existing Conditions | LF | 02 41 14
0241.2012 Remove 6" Sewer Line | Remove 6" Sewer Line | 0241.2012 | Division 02 - Existing Conditions | LF | 02 41 14
0241.2013 Remove 8" Sewer Line | Remove 8" Sewer Line | 0241.2013 | Division 02 - Existing Conditions | LF | 02 41 14
0241.2014 Remove 10" Sewer Line | Remove 10" Sewer Line | 0241.2014 | Division 02 - Existing Conditions | LF | 02 41 14
0241.2015 Remove 12" Sewer Line | Remove 12" Sewer Line | 0241.2015 | Division 02 - Existing Conditions | LF | 02 41 14
0241.2016 Remove 15" Sewer Line | Remove 15" Sewer Line | 0241.2016 | Division 02 - Existing Conditions | LF | 02 41 14
0241.2017 Remove 16" Sewer Line | Remove 16" Sewer Line | 0241.2017 | Division 02 - Existing Conditions | LF | 02 41 14
0241.2018 Remove 18" Sewer Line | Remove 18" Sewer Line | 0241.2018 | Division 02 - Existing Conditions | LF | 02 41 14
0241.2019 Remove 20" Sewer Line | Remove 20" Sewer Line | 0241.2019 | Division 02 - Existing Conditions | LF | 02 41 14
0241.2020 Remove 21" Sewer Line | Remove 21" Sewer Line | 0241.2020 | Division 02 - Existing Conditions | LF | 02 41 14
0241.2021 Remove 24" Sewer Line | Remove 24" Sewer Line | 0241.2021 | Division 02 - Existing Conditions | LF | 02 41 14
0241.2022 Remove 27" Sewer Line | Remove 27" Sewer Line | 0241.2022 | Division 02 - Existing Conditions | LF | 02 41 14
0241.2023 Remove 30" Sewer Line | Remove 30" Sewer Line | 0241.2023 | Division 02 - Existing Conditions | LF | 02 41 14
0241.2024 Remove 36" Sewer Line | Remove 36" Sewer Line | 0241.2024 | Division 02 - Existing Conditions | LF | 02 41 14
0241.2025 Remove 42" Sewer Line | Remove 42" Sewer Line | 0241.2025 | Division 02 - Existing Conditions | LF | 02 41 14
0241.2026 Remove 48" Sewer Line | Remove 48" Sewer Line | 0241.2026 | Division 02 - Existing Conditions | LF | 02 41 14
0241.2027 Remove 54" Sewer Line | Remove 54" Sewer Line | 0241.2027 | Division 02 - Existing Conditions | LF | 02 41 14
0241.2028 Remove 60" Sewer Line | Remove 60" Sewer Line | 0241.2028 | Division 02 - Existing Conditions | LF | 02 41 14
0241.2029 Remove 66" Sewer Line | Remove 66" Sewer Line | 0241.2029 | Division 02 - Existing Conditions | LF | 02 41 14
0241.2101 4" Sewer Abandonment Plug | 4" Sewer Abandonment Plug | 0241.2101 | Division 02 - Existing Conditions | EA | 02 41 14
0241.2102 6" Sewer Abandonment Plug | 6" Sewer Abandonment Plug | 0241.2102 | Division 02 - Existing Conditions | EA | 02 41 14
0241.2103 8" Sewer Abandonment Plug | 8" Sewer Abandonment Plug | 0241.2103 | Division 02 - Existing Conditions | EA | 02 41 14
0241.2104 10" Sewer Abandonment Plug | 10" Sewer Abandonment Plug | 0241.2104 | Division 02 - Existing Conditions | EA | 02 41 14
0241.2105 12" Sewer Abandonment Plug | 12" Sewer Abandonment Plug | 0241.2105 | Division 02 - Existing Conditions | EA | 02 41 14
0241.2106 15" Sewer Abandonment Plug | 15" Sewer Abandonment Plug | 0241.2106 | Division 02 - Existing Conditions | EA | 02 41 14
0241.2107 16" Sewer Abandonment Plug | 16" Sewer Abandonment Plug | 0241.2107 | Division 02 - Existing Conditions | EA | 02 41 14
0241.2108 18" Sewer Abandonment Plug | 18" Sewer Abandonment Plug | 0241.2108 | Division 02 - Existing Conditions | EA | 02 41 14
0241.2109 20" Sewer Abandonment Plug | 20" Sewer Abandonment Plug | 0241.2109 | Division 02 - Existing Conditions | EA | 02 41 14
0241.2110 21" Sewer Abandonment Plug | 21" Sewer Abandonment Plug | 0241.2110 | Division 02 - Existing Conditions | EA | 02 41 14
0241.2111 24" Sewer Abandonment Plug | 24" Sewer Abandonment Plug | 0241.2111 | Division 02 - Existing Conditions | EA | 02 41 14
0241.2112 27" Sewer Abandonment Plug | 27" Sewer Abandonment Plug | 0241.2112 | Division 02 - Existing Conditions | EA | 02 41 14
0241.2113 30" Sewer Abandonment Plug | 30" Sewer Abandonment Plug | 0241.2113 | Division 02 - Existing Conditions | EA | 02 41 14
0241.2114 36" Sewer Abandonment Plug | 36" Sewer Abandonment Plug | 0241.2114 | Division 02 - Existing Conditions | EA | 02 41 14
0241.2115 42" Sewer Abandonment Plug | 42" Sewer Abandonment Plug | 0241.2115 | Division 02 - Existing Conditions | EA | 02 41 14
0241.2116 48" Sewer Abandonment Plug | 48" Sewer Abandonment Plug | 0241.2116 | Division 02 - Existing Conditions | EA | 02 41 14
0241.2117 54" Sewer Abandonment Plug | 54" Sewer Abandonment Plug | 0241.2117 | Division 02 - Existing Conditions | EA | 02 41 14
0241.2118 60" Sewer Abandonment Plug | 60" Sewer Abandonment Plug | 0241.2118 | Division 02 - Existing Conditions | LF | 02 41 14
0241.2119 66" Sewer Abandonment Plug | 66" Sewer Abandonment Plug | 0241.2119 | Division 02 - Existing Conditions | LF | 02 41 14
0241.2201 Remove 4' Sewer Manhole | Remove 4' Sewer Manhole | 0241.2201 | Division 02 - Existing Conditions | EA | 02 41 14
0241.2202 Remove 5' Sewer Manhole | Remove 5' Sewer Manhole | 0241.2202 | Division 02 - Existing Conditions | EA | 02 41 14
0241.2203 Remove 6' Sewer Manhole | Remove 6' Sewer Manhole | 0241.2203 | Division 02 - Existing Conditions | EA | 02 41 14
0241.2301 Remove Sewer Junction Structure | Remove Sewer Junction Structure | 0241.2301 | Division 02 - Existing Conditions | LS | 02 41 14
0241.3001 Storm Line Grouting | Storm Line Grouting | 0241.3001 | Division 02 - Existing Conditions | CY | 02 41 14
0241.3011 Remove 15" Storm Line | Remove 15" Storm Line | 0241.3011 | Division 02 - Existing Conditions | LF | 02 41 14
0241.3012 Remove 16" Storm Line | Remove 16" Storm Line | 0241.3012 | Division 02 - Existing Conditions | LF | 02 41 14
0241.3013 Remove 18" Storm Line | Remove 18" Storm Line | 0241.3013 | Division 02 - Existing Conditions | LF | 02 41 14
0241.3014 Remove 21" Storm Line | Remove 21" Storm Line | 0241.3014 | Division 02 - Existing Conditions | LF | 02 41 14
0241.3015 Remove 24" Storm Line | Remove 24" Storm Line | 0241.3015 | Division 02 - Existing Conditions | LF | 02 41 14
0241.3016 Remove 27" Storm Line | Remove 27" Storm Line | 0241.3016 | Division 02 - Existing Conditions | LF | 02 41 14
0241.3017 Remove 30" Storm Line | Remove 30" Storm Line | 0241.3017 | Division 02 - Existing Conditions | LF | 02 41 14
0241.3018 Remove 33" Storm Line | Remove 33" Storm Line | 0241.3018 | Division 02 - Existing Conditions | LF | 02 41 14
0241.3019 Remove 36" Storm Line | Remove 36" Storm Line | 0241.3019 | Division 02 - Existing Conditions | LF | 02 41 14
0241.3020 Remove 39" Storm Line | Remove 39" Storm Line | 0241.3020 | Division 02 - Existing Conditions | LF | 02 41 14
0241.3021 Remove 42" Storm Line | Remove 42" Storm Line | 0241.3021 | Division 02 - Existing Conditions | LF | 02 41 14
0241.3022 Remove 45" Storm Line | Remove 45" Storm Line | 0241.3022 | Division 02 - Existing Conditions | LF | 02 41 14
0241.3023 Remove 48" Storm Line | Remove 48" Storm Line | 0241.3023 | Division 02 - Existing Conditions | LF | 02 41 14
0241.3024 Remove 54" Storm Line | Remove 54" Storm Line | 0241.3024 | Division 02 - Existing Conditions | LF | 02 41 14
0241.3025 Remove 60" Storm Line | Remove 60" Storm Line | 0241.3025 | Division 02 - Existing Conditions | LF | 02 41 14
0241.3026 Remove 72" Storm Line | Remove 72" Storm Line | 0241.3026 | Division 02 - Existing Conditions | LF | 02 41 14
0241.3027 Remove 78" Storm Line | Remove 78" Storm Line | 0241.3027 | Division 02 - Existing Conditions | LF | 02 41 14
0241.3028 Remove 84" Storm Line | Remove 84" Storm Line | 0241.3028 | Division 02 - Existing Conditions | LF | 02 41 14
0241.3101 15" Storm Abandonment Plug | 15" Storm Abandonment Plug | 0241.3101 | Division 02 - Existing Conditions | EA | 02 41 14
0241.3102 18" Storm Abandonment Plug | 18" Storm Abandonment Plug | 0241.3102 | Division 02 - Existing Conditions | EA | 02 41 14
0241.3103 21" Storm Abandonment Plug | 21" Storm Abandonment Plug | 0241.3103 | Division 02 - Existing Conditions | EA | 02 41 14
0241.3104 24" Storm Abandonment Plug | 24" Storm Abandonment Plug | 0241.3104 | Division 02 - Existing Conditions | EA | 02 41 14
0241.3105 27" Storm Abandonment Plug | 27" Storm Abandonment Plug | 0241.3105 | Division 02 - Existing Conditions | EA | 02 41 14
0241.3106 30" Storm Abandonment Plug | 30" Storm Abandonment Plug | 0241.3106 | Division 02 - Existing Conditions | EA | 02 41 14
0241.3107 33" Storm Abandonment Plug | 33" Storm Abandonment Plug | 0241.3107 | Division 02 - Existing Conditions | EA | 02 41 14
0241.3108 36" Storm Abandonment Plug | 36" Storm Abandonment Plug | 0241.3108 | Division 02 - Existing Conditions | EA | 02 41 14
0241.3109 39" Storm Abandonment Plug | 39" Storm Abandonment Plug | 0241.3109 | Division 02 - Existing Conditions | EA | 02 41 14
0241.3110 42" Storm Abandonment Plug | 42" Storm Abandonment Plug | 0241.3110 | Division 02 - Existing Conditions | EA | 02 41 14
0241.3111 45" Storm Abandonment Plug | 45" Storm Abandonment Plug | 0241.3111 | Division 02 - Existing Conditions | EA | 02 41 14
0241.3112 48" Storm Abandonment Plug | 48" Storm Abandonment Plug | 0241.3112 | Division 02 - Existing Conditions | EA | 02 41 14
0241.3113 54" Storm Abandonment Plug | 54" Storm Abandonment Plug | 0241.3113 | Division 02 - Existing Conditions | EA | 02 41 14
0241.3114 60" Storm Abandonment Plug | 60" Storm Abandonment Plug | 0241.3114 | Division 02 - Existing Conditions | EA | 02 41 14
0241.3115 66" Storm Abandonment Plug | 66" Storm Abandonment Plug | 0241.3115 | Division 02 - Existing Conditions | EA | 02 41 14
0241.3116 72" Storm Abandonment Plug | 72" Storm Abandonment Plug | 0241.3116 | Division 02 - Existing Conditions | EA | 02 41 14
0241.3117 78" Storm Abandonment Plug | 78" Storm Abandonment Plug | 0241.3117 | Division 02 - Existing Conditions | EA | 02 41 14
0241.3118 84" Storm Abandonment Plug | 84" Storm Abandonment Plug | 0241.3118 | Division 02 - Existing Conditions | EA | 02 41 14
0241.3201 Remove Storm Sewer Box | Remove Storm Sewer Box | 0241.3201 | Division 02 - Existing Conditions | LF | 02 41 14
0241.3301 Remove 3' Round Manhole Riser | Remove 3' Round Manhole Riser | 0241.3301 | Division 02 - Existing Conditions | EA | 02 41 14
0241.3302 Remove 4' Manhole Riser | Remove 4' Manhole Riser | 0241.3302 | Division 02 - Existing Conditions | EA | 02 41 14
0241.3303 Remove 5' Manhole Riser | Remove 5' Manhole Riser | 0241.3303 | Division 02 - Existing Conditions | EA | 02 41 14
0241.3401 Remove 4' Storm Junction Box | Remove 4' Storm Junction Box | 0241.3401 | Division 02 - Existing Conditions | EA | 02 41 14
0241.3402 Remove 5' Storm Juntion Box | Remove 5' Storm Juntion Box | 0241.3402 | Division 02 - Existing Conditions | EA | 02 41 14
0241.3403 Remove 6' Storm Junction Box | Remove 6' Storm Junction Box | 0241.3403 | Division 02 - Existing Conditions | EA | 02 41 14
0241.3404 Remove 7' Storm Junction Box | Remove 7' Storm Junction Box | 0241.3404 | Division 02 - Existing Conditions | EA | 02 41 14
0241.3405 Remove 8' Storm Junction Box | Remove 8' Storm Junction Box | 0241.3405 | Division 02 - Existing Conditions | EA | 02 41 14
0241.3501 Remove Storm Junction Structure | Remove Storm Junction Structure | 0241.3501 | Division 02 - Existing Conditions | LS | 02 41 14
0241.4001 Remove 10' Curb Inlet | Remove 10' Curb Inlet | 0241.4001 | Division 02 - Existing Conditions | EA | 02 41 14
0241.4002 Remove 15' Curb Inlet | Remove 15' Curb Inlet | 0241.4002 | Division 02 - Existing Conditions | EA | 02 41 14
0241.4003 Remove 20' Curb Inlet | Remove 20' Curb Inlet | 0241.4003 | Division 02 - Existing Conditions | EA | 02 41 14
0241.4004 Remove 30' Curb Inlet | Remove 30' Curb Inlet | 0241.4004 | Division 02 - Existing Conditions | EA | 02 41 14
0241.4005 Remove 5' or Less Curb Inlet | Remove 5' or Less Curb Inlet | 0241.4005 | Division 02 - Existing Conditions | EA | 02 41 14
0241.4101 Remove 10' Recessed Inlet | Remove 10' Recessed Inlet | 0241.4101 | Division 02 - Existing Conditions | EA | 02 41 14
0241.4102 Remove 15' Recessed Inlet | Remove 15' Recessed Inlet | 0241.4102 | Division 02 - Existing Conditions | EA | 02 41 14
0241.4103 Remove 20' Recessed Inlet | Remove 20' Recessed Inlet | 0241.4103 | Division 02 - Existing Conditions | EA | 02 41 14
0241.4104 Remove 30' Recessed Inlet | Remove 30' Recessed Inlet | 0241.4104 | Division 02 - Existing Conditions | EA | 02 41 14
0241.4201 Remove 4' Drop Inlet | Remove 4' Drop Inlet | 0241.4201 | Division 02 - Existing Conditions | EA | 02 41 14
0241.4202 Remove 5' Drop Inlet | Remove 5' Drop Inlet | 0241.4202 | Division 02 - Existing Conditions | EA | 02 41 14
0241.4203 Remove 6' Drop Inlet | Remove 6' Drop Inlet | 0241.4203 | Division 02 - Existing Conditions | EA | 02 41 14
0241.4301 Remove 2' Grate Inlet | Remove 2' Grate Inlet | 0241.4301 | Division 02 - Existing Conditions | EA | 02 41 14
0241.4302 Remove 3' Grate Inlet | Remove 3' Grate Inlet | 0241.4302 | Division 02 - Existing Conditions | EA | 02 41 14
0241.4303 Remove 4' Grate Inlet | Remove 4' Grate Inlet | 0241.4303 | Division 02 - Existing Conditions | EA | 02 41 14
0241.4401 Remove Headwall/SET | Remove Headwall/SET | 0241.4401 | Division 02 - Existing Conditions | EA | 02 41 14
0241.4501 Remove 6" Trench Drain | Remove 6" Trench Drain | 0241.4501 | Division 02 - Existing Conditions | LF | 02 41 14
0241.4502 Remove 8" Trench Drain | Remove 8" Trench Drain | 0241.4502 | Division 02 - Existing Conditions | LF | 02 41 14
0241.4503 Remove 12" Trench Drain | Remove 12" Trench Drain | 0241.4503 | Division 02 - Existing Conditions | LF | 02 41 14
0241.4504 Remove 18" Trench Drain | Remove 18" Trench Drain | 0241.4504 | Division 02 - Existing Conditions | LF | 02 41 14
0241.4505 Remove 24" Trench Drain | Remove 24" Trench Drain | 0241.4505 | Division 02 - Existing Conditions | LF | 02 41 14
0241.5001 Abandon Manhole | Abandon Manhole | 0241.5001 | Division 02 - Existing Conditions | EA | 02 41 14
0330.0001 Concrete Encase Sewer Pipe | Concrete Encase Sewer Pipe | 0330.0001 | Division 03 - Concrete | CY | 03 30 00
2605.0101 Electrical Facilities | Electrical Facilities | 2605.0101 | Division 26 - Electrical | LS | 26 05 00
2605.0111 Furnish/Install Elec Serv Pedestal | Furnish/Install Elec Serv Pedestal | 2605.0111 | Division 26 - Electrical | EA | 26 05 00
2605.0112 Install Elec Serv Pedestal | Install Elec Serv Pedestal | 2605.0112 | Division 26 - Electrical | EA | 26 05 00
2605.0113 Remove Elec Serv Pedestal | Remove Elec Serv Pedestal | 2605.0113 | Division 26 - Electrical | EA | 26 05 00
2605.0121 Furnish/Install Elec Serv Pole Mnt | Furnish/Install Elec Serv Pole Mnt | 2605.0121 | Division 26 - Electrical | EA | 26 05 00
2605.0122 Install Elec Serv Pole Mnt | Install Elec Serv Pole Mnt | 2605.0122 | Division 26 - Electrical | EA | 26 05 00
2605.0123 Remove Elec Serv Pole Mnt | Remove Elec Serv Pole Mnt | 2605.0123 | Division 26 - Electrical | EA | 26 05 00
2605.0131 Salvage Electrical Equipment | Salvage Electrical Equipment | 2605.0131 | Division 26 - Electrical | LS | 26 05 10
2605.2101 Conduit Box | Conduit Box | 2605.2101 | Division 26 - Electrical | EA | 26 05 33
2605.3001 1 1/4" CONDT PVC SCH 80 (T) | 1 1/4" CONDT PVC SCH 80 (T) | 2605.3001 | Division 26 - Electrical | LF | 26 05 33
2605.3002 1 1/4" CONDT PVC SCH 80 (B) | 1 1/4" CONDT PVC SCH 80 (B) | 2605.3002 | Division 26 - Electrical | LF | 26 05 33
2605.3003 1 1/4" CONDT RM (T) | 1 1/4" CONDT RM (T) | 2605.3003 | Division 26 - Electrical | LF | 26 05 33
2605.3004 1 1/4" CONDT RM (Riser) | 1 1/4" CONDT RM (Riser) | 2605.3004 | Division 26 - Electrical | LF | 26 05 33
2605.3005 1 1/4" CONDT PVC SCH 80 For Riser w/Hardware and Conductor | 1 1/4" CONDT PVC SCH 80 For Riser w/Hardware and Conductor | 2605.3005 | Division 26 - Electrical | EA | 26 05 33
2605.3006 1 1/2" CONDT PVC SCH 80 (T) | 1 1/2" CONDT PVC SCH 80 (T) | 2605.3006 | Division 26 - Electrical | LF | 26 05 33
2605.3007 1 1/2" CONDT PVC SCH 80 (B) | 1 1/2" CONDT PVC SCH 80 (B) | 2605.3007 | Division 26 - Electrical | LF | 26 05 33
2605.3008 1 1/2" CONDT PVC SCH 80, Bore | 1 1/2" CONDT PVC SCH 80, Bore | 2605.3008 | Division 26 - Electrical | LF | 26 05 33
2605.3009 1 1/2" CONDT PVC SCH 80, Open Cut | 1 1/2" CONDT PVC SCH 80, Open Cut | 2605.3009 | Division 26 - Electrical | LF | 26 05 33
2605.3011 2" CONDT PVC SCH 40 (T) | 2" CONDT PVC SCH 40 (T) | 2605.3011 | Division 26 - Electrical | LF | 26 05 33
2605.3012 2" CONDT PVC SCH 40 (B) | 2" CONDT PVC SCH 40 (B) | 2605.3012 | Division 26 - Electrical | LF | 26 05 33
2605.3013 2" CONDT RM (T) | 2" CONDT RM (T) | 2605.3013 | Division 26 - Electrical | LF | 26 05 33
2605.3014 2" CONDT RM (Riser) | 2" CONDT RM (Riser) | 2605.3014 | Division 26 - Electrical | LF | 26 05 33
2605.3015 2" CONDT PVC SCH 80 (T) | 2" CONDT PVC SCH 80 (T) | 2605.3015 | Division 26 - Electrical | LF | 26 05 33
2605.3016 2" CONDT PVC SCH 80 (B) | 2" CONDT PVC SCH 80 (B) | 2605.3016 | Division 26 - Electrical | LF | 26 05 33
2605.3017 2" CONDT PVC SCH 80 For Riser w/Hardware and Conductor | 2" CONDT PVC SCH 80 For Riser w/Hardware and Conductor | 2605.3017 | Division 26 - Electrical | EA | 26 05 33
2605.3018 2" CONDT PVC SCH 80, Open Cut | 2" CONDT PVC SCH 80, Open Cut | 2605.3018 | Division 26 - Electrical | LF | 26 05 33
2605.3019 2" CONDT PVC SCH 80, Bore | 2" CONDT PVC SCH 80, Bore | 2605.3019 | Division 26 - Electrical | LF | 26 05 33
2605.3021 3" CONDT PVC SCH 40 (T) | 3" CONDT PVC SCH 40 (T) | 2605.3021 | Division 26 - Electrical | LF | 26 05 33
2605.3022 3" CONDT PVC SCH 40 (B) | 3" CONDT PVC SCH 40 (B) | 2605.3022 | Division 26 - Electrical | LF | 26 05 33
2605.3023 3" CONDT RM (T) | 3" CONDT RM (T) | 2605.3023 | Division 26 - Electrical | LF | 26 05 33
2605.3024 3" CONDT RM (Riser) | 3" CONDT RM (Riser) | 2605.3024 | Division 26 - Electrical | LF | 26 05 33
2605.3025 3" CONDT PVC SCH 80 (T) | 3" CONDT PVC SCH 80 (T) | 2605.3025 | Division 26 - Electrical | LF | 26 05 33
2605.3026 3" CONDT PVC SCH 80 (B) | 3" CONDT PVC SCH 80 (B) | 2605.3026 | Division 26 - Electrical | LF | 26 05 33
2605.3027 3" CONDT PVC SCH 80, Open Cut | 3" CONDT PVC SCH 80, Open Cut | 2605.3027 | Division 26 - Electrical | LF | 26 05 33
2605.3028 3" CONDT PVC SCH 80, Bore | 3" CONDT PVC SCH 80, Bore | 2605.3028 | Division 26 - Electrical | LF | 26 05 33
2605.3031 4" CONDT PVC SCH 40 (T) | 4" CONDT PVC SCH 40 (T) | 2605.3031 | Division 26 - Electrical | LF | 26 05 33
2605.3032 4" CONDT PVC SCH 40 (B) | 4" CONDT PVC SCH 40 (B) | 2605.3032 | Division 26 - Electrical | LF | 26 05 33
2605.3033 4" CONDT PVC SCH 80 (T) | 4" CONDT PVC SCH 80 (T) | 2605.3033 | Division 26 - Electrical | LF | 26 05 33
2605.3034 4" CONDT PVC SCH 80 (B) | 4" CONDT PVC SCH 80 (B) | 2605.3034 | Division 26 - Electrical | LF | 26 05 33
2605.3035 4" CONDT PVC SCH 80, Open Cut | 4" CONDT PVC SCH 80, Open Cut | 2605.3035 | Division 26 - Electrical | LF | 26 05 33
2605.3105 Furnish/Install Conduit-Schedule 80 PVC 1-1/4 Inch for Riser with Hardware and Conductor | Furnish/Install Conduit-Schedule 80 PVC 1-1/4 Inch for Riser with Hardware and Conductor | 2605.3105 | Division 26 - Electrical | EA | 26 05 33
2605.3108 Furnish/Install Conduit-Schedule 80 PVC 1-1/2 Inch Bore | Furnish/Install Conduit-Schedule 80 PVC 1-1/2 Inch Bore | 2605.3108 | Division 26 - Electrical | LF | 26 05 33
2605.3109 Furnish/Install Conduit-Schedule 80 PVC 1-1/2 Inch Open Cut | Furnish/Install Conduit-Schedule 80 PVC 1-1/2 Inch Open Cut | 2605.3109 | Division 26 - Electrical | LF | 26 05 33
2605.3117 Furnish/Install Conduit-Schedule 80 PVC 2 Inch for Riser with Hardware and Conductor | Furnish/Install Conduit-Schedule 80 PVC 2 Inch for Riser with Hardware and Conductor | 2605.3117 | Division 26 - Electrical | EA | 26 05 33
2605.3118 Furnish/Install Conduit-Schedule 80 PVC 2 Inch Open Cut | Furnish/Install Conduit-Schedule 80 PVC 2 Inch Open Cut | 2605.3118 | Division 26 - Electrical | LF | 26 05 33
2605.3119 Furnish/Install Conduit-Schedule 80 PVC 2 Inch Bore | Furnish/Install Conduit-Schedule 80 PVC 2 Inch Bore | 2605.3119 | Division 26 - Electrical | LF | 26 05 33
2605.3127 Furnish/Install Conduit-Schedule 80 PVC 3 Inch Open Cut | Furnish/Install Conduit-Schedule 80 PVC 3 Inch Open Cut | 2605.3127 | Division 26 - Electrical | LF | 26 05 33
2605.3128 Furnish/Install Conduit-Schedule 80 PVC 3 Inch Bore | Furnish/Install Conduit-Schedule 80 PVC 3 Inch Bore | 2605.3128 | Division 26 - Electrical | LF | 26 05 33
2605.5001 Multi-Duct Conduit | Multi-Duct Conduit | 2605.5001 | Division 26 - Electrical | LF | 26 05 50
3110.0101 Site Clearing | Site Clearing | 3110.0101 | Division 31 - Earthwork | LS | 31 10 00
3110.0102 6"-12" Tree Removal | 6"-12" Tree Removal | 3110.0102 | Division 31 - Earthwork | EA | 31 10 00
3110.0103 12"-18" Tree Removal | 12"-18" Tree Removal | 3110.0103 | Division 31 - Earthwork | EA | 31 10 00
3110.0104 18"-24" Tree Removal | 18"-24" Tree Removal | 3110.0104 | Division 31 - Earthwork | EA | 31 10 00
3110.0105 24" and Larger Tree Removal | 24" and Larger Tree Removal | 3110.0105 | Division 31 - Earthwork | EA | 31 10 00
3110.0106 Remove and Transplant 2" Tree | Remove and Transplant 2" Tree | 3110.0106 | Division 31 - Earthwork | EA | 31 10 00
3110.0107 Remove and Transplant 3" Tree | Remove and Transplant 3" Tree | 3110.0107 | Division 31 - Earthwork | EA | 31 10 00
3110.0108 Remove and Transplant 4" Tree | Remove and Transplant 4" Tree | 3110.0108 | Division 31 - Earthwork | EA | 31 10 00
3110.0109 Remove and Transplant 5" Tree | Remove and Transplant 5" Tree | 3110.0109 | Division 31 - Earthwork | EA | 31 10 00
3110.0110 Remove and Transplant 6" Tree | Remove and Transplant 6" Tree | 3110.0110 | Division 31 - Earthwork | EA | 31 10 00
3110.0111 Site Clearing | Site Clearing | 3110.0111 | Division 31 - Earthwork | SY | 31 10 00
3110.0112 Site Clearing | Site Clearing | 3110.0112 | Division 31 - Earthwork | Acre | 31 10 00
3123.0101 Unclassified Excavation by Plan | Unclassified Excavation by Plan | 3123.0101 | Division 31 - Earthwork | CY | 31 23 16
3123.0102 Unclassified Excavation by Survey | Unclassified Excavation by Survey | 3123.0102 | Division 31 - Earthwork | CY | 31 23 16
3123.0103 Borrow by Plan | Borrow by Plan | 3123.0103 | Division 31 - Earthwork | CY | 31 23 23
3123.0104 Borrow by Survey | Borrow by Survey | 3123.0104 | Division 31 - Earthwork | CY | 31 23 23
3123.0105 Borrow by Delivery | Borrow by Delivery | 3123.0105 | Division 31 - Earthwork | CY | 31 23 23
3124.0101 Embankment by Plan | Embankment by Plan | 3124.0101 | Division 31 - Earthwork | CY | 31 24 00
3124.0102 Embankment by Survey | Embankment by Survey | 3124.0102 | Division 31 - Earthwork | CY | 31 24 00
3125.0101 SWPPP ≥ 1 acre | SWPPP ≥ 1 acre | 3125.0101 | Division 31 - Earthwork | LS | 31 25 00
3136.0101 Welded Gabions | Welded Gabions | 3136.0101 | Division 31 - Earthwork | CY | 31 36 00
3136.0102 Twisted Gabions | Twisted Gabions | 3136.0102 | Division 31 - Earthwork | CY | 31 36 00
3136.0103 Welded Gabion Mattresses | Welded Gabion Mattresses | 3136.0103 | Division 31 - Earthwork | CY | 31 36 00
3136.0104 Twisted Gabion Mattresses | Twisted Gabion Mattresses | 3136.0104 | Division 31 - Earthwork | CY | 31 36 00
3137.0101 Concrete Riprap | Concrete Riprap | 3137.0101 | Division 31 - Earthwork | SY | 31 37 00
3137.0102 Large Stone Riprap, dry | Large Stone Riprap, dry | 3137.0102 | Division 31 - Earthwork | SY | 31 37 00
3137.0103 Large Stone Riprap, grouted | Large Stone Riprap, grouted | 3137.0103 | Division 31 - Earthwork | SY | 31 37 00
3137.0104 Medium Stone Riprap, dry | Medium Stone Riprap, dry | 3137.0104 | Division 31 - Earthwork | SY | 31 37 00
3137.0105 Medium Stone Riprap, grouted | Medium Stone Riprap, grouted | 3137.0105 | Division 31 - Earthwork | SY | 31 37 00
3137.0106 Medium Stone Riprap, mortared | Medium Stone Riprap, mortared | 3137.0106 | Division 31 - Earthwork | SY | 31 37 00
3137.0107 Block Riprap, dry | Block Riprap, dry | 3137.0107 | Division 31 - Earthwork | SY | 31 37 00
3137.0108 Block Riprap, grouted | Block Riprap, grouted | 3137.0108 | Division 31 - Earthwork | SY | 31 37 00
3137.0109 Slab Riprap | Slab Riprap | 3137.0109 | Division 31 - Earthwork | SY | 31 37 00
3137.0110 Special Riprap | Special Riprap | 3137.0110 | Division 31 - Earthwork | SY | 31 37 00
3201.0111 4' Wide Asphalt Pvmt Repair, Residential | 4' Wide Asphalt Pvmt Repair, Residential | 3201.0111 | Division 32 - Exterior Improvements | LF | 32 01 17
3201.0112 5' Wide Asphalt Pvmt Repair, Residential | 5' Wide Asphalt Pvmt Repair, Residential | 3201.0112 | Division 32 - Exterior Improvements | LF | 32 01 17
3201.0113 6' Wide Asphalt Pvmt Repair, Residential | 6' Wide Asphalt Pvmt Repair, Residential | 3201.0113 | Division 32 - Exterior Improvements | LF | 32 01 17
3201.0114 7' Wide Asphalt Pvmt Repair, Residential | 7' Wide Asphalt Pvmt Repair, Residential | 3201.0114 | Division 32 - Exterior Improvements | LF | 32 01 17
3201.0115 8' Wide Asphalt Pvmt Repair, Residential | 8' Wide Asphalt Pvmt Repair, Residential | 3201.0115 | Division 32 - Exterior Improvements | LF | 32 01 17
3201.0116 9' Wide Asphalt Pvmt Repair, Residential | 9' Wide Asphalt Pvmt Repair, Residential | 3201.0116 | Division 32 - Exterior Improvements | LF | 32 01 17
3201.0117 10' Wide Asphalt Pvmt Repair, Residential | 10' Wide Asphalt Pvmt Repair, Residential | 3201.0117 | Division 32 - Exterior Improvements | LF | 32 01 17
3201.0121 4' Wide Asphalt Pvmt Repair, Arterial | 4' Wide Asphalt Pvmt Repair, Arterial | 3201.0121 | Division 32 - Exterior Improvements | LF | 32 01 17
3201.0122 5' Wide Asphalt Pvmt Repair, Arterial | 5' Wide Asphalt Pvmt Repair, Arterial | 3201.0122 | Division 32 - Exterior Improvements | LF | 32 01 17
3201.0123 6' Wide Asphalt Pvmt Repair, Arterial | 6' Wide Asphalt Pvmt Repair, Arterial | 3201.0123 | Division 32 - Exterior Improvements | LF | 32 01 17
3201.0124 7' Wide Asphalt Pvmt Repair, Arterial | 7' Wide Asphalt Pvmt Repair, Arterial | 3201.0124 | Division 32 - Exterior Improvements | LF | 32 01 17
3201.0125 8' Wide Asphalt Pvmt Repair, Arterial | 8' Wide Asphalt Pvmt Repair, Arterial | 3201.0125 | Division 32 - Exterior Improvements | LF | 32 01 17
3201.0126 9' Wide Asphalt Pvmt Repair, Arterial | 9' Wide Asphalt Pvmt Repair, Arterial | 3201.0126 | Division 32 - Exterior Improvements | LF | 32 01 17
3201.0127 10' Wide Asphalt Pvmt Repair, Arterial | 10' Wide Asphalt Pvmt Repair, Arterial | 3201.0127 | Division 32 - Exterior Improvements | LF | 32 01 17
3201.0131 4' Wide Asphalt Pvmt Repair, Industrial | 4' Wide Asphalt Pvmt Repair, Industrial | 3201.0131 | Division 32 - Exterior Improvements | LF | 32 01 17
3201.0132 5' Wide Asphalt Pvmt Repair, Industrial | 5' Wide Asphalt Pvmt Repair, Industrial | 3201.0132 | Division 32 - Exterior Improvements | LF | 32 01 17
3201.0133 6' Wide Asphalt Pvmt Repair, Industrial | 6' Wide Asphalt Pvmt Repair, Industrial | 3201.0133 | Division 32 - Exterior Improvements | LF | 32 01 17
3201.0134 7' Wide Asphalt Pvmt Repair, Industrial | 7' Wide Asphalt Pvmt Repair, Industrial | 3201.0134 | Division 32 - Exterior Improvements | LF | 32 01 17
3201.0135 8' Wide Asphalt Pvmt Repair, Industrial | 8' Wide Asphalt Pvmt Repair, Industrial | 3201.0135 | Division 32 - Exterior Improvements | LF | 32 01 17
3201.0136 9' Wide Asphalt Pvmt Repair, Industrial | 9' Wide Asphalt Pvmt Repair, Industrial | 3201.0136 | Division 32 - Exterior Improvements | LF | 32 01 17
3201.0137 10' Wide Asphalt Pvmt Repair, Industrial | 10' Wide Asphalt Pvmt Repair, Industrial | 3201.0137 | Division 32 - Exterior Improvements | LF | 32 01 17
3201.0150 Asphalt Pvmt Repair, Sewer Service | Asphalt Pvmt Repair, Sewer Service | 3201.0150 | Division 32 - Exterior Improvements | LF | 32 01 17
3201.0151 Asphalt Pvmt Repair, Water Service | Asphalt Pvmt Repair, Water Service | 3201.0151 | Division 32 - Exterior Improvements | LF | 32 01 17
3201.0201 Asphalt Pvmt Repair Beyond Defined Width, Residential | Asphalt Pvmt Repair Beyond Defined Width, Residential | 3201.0201 | Division 32 - Exterior Improvements | SY | 32 01 17
3201.0202 Asphalt Pvmt Repair Beyond Defined Width, Arterial | Asphalt Pvmt Repair Beyond Defined Width, Arterial | 3201.0202 | Division 32 - Exterior Improvements | SY | 32 01 17
3201.0203 Asphalt Pvmt Repair Beyond Defined Width, Industrial | Asphalt Pvmt Repair Beyond Defined Width, Industrial | 3201.0203 | Division 32 - Exterior Improvements | SY | 32 01 17
3201.0301 2" Extra Width Asphalt Pavment Repair | 2" Extra Width Asphalt Pavment Repair | 3201.0301 | Division 32 - Exterior Improvements | SY | 32 01 17
3201.0302 3" Extra Width Asphalt Pavment Repair | 3" Extra Width Asphalt Pavment Repair | 3201.0302 | Division 32 - Exterior Improvements | SY | 32 01 17
3201.0303 4" Extra Width Asphalt Pavment Repair | 4" Extra Width Asphalt Pavment Repair | 3201.0303 | Division 32 - Exterior Improvements | SY | 32 01 17
3201.0400 Temporary Asphalt Paving Repair | Temporary Asphalt Paving Repair | 3201.0400 | Division 32 - Exterior Improvements | LF | 32 01 18
3201.0614 Conc Pvmt Repair, Residential | Conc Pvmt Repair, Residential | 3201.0614 | Division 32 - Exterior Improvements | SY | 32 01 29
3201.0616 Conc Pvmt Repair, Arterial/Industrial | Conc Pvmt Repair, Arterial/Industrial | 3201.0616 | Division 32 - Exterior Improvements | SY | 32 01 29
3201.0654 Conc Pvmt Repair, HES, Residential | Conc Pvmt Repair, HES, Residential | 3201.0654 | Division 32 - Exterior Improvements | SY | 32 01 29
3201.0656 Conc Pvmt Repair, HES, Arterial/Industrial | Conc Pvmt Repair, HES, Arterial/Industrial | 3201.0656 | Division 32 - Exterior Improvements | SY | 32 01 29
3211.0111 4" Flexible Base, Type A, GR-1 | 4" Flexible Base, Type A, GR-1 | 3211.0111 | Division 32 - Exterior Improvements | SY | 32 11 23
3211.0112 6" Flexible Base, Type A, GR-1 | 6" Flexible Base, Type A, GR-1 | 3211.0112 | Division 32 - Exterior Improvements | SY | 32 11 23
3211.0113 8" Flexible Base, Type A, GR-1 | 8" Flexible Base, Type A, GR-1 | 3211.0113 | Division 32 - Exterior Improvements | SY | 32 11 23
3211.0114 10" Flexible Base, Type A, GR-1 | 10" Flexible Base, Type A, GR-1 | 3211.0114 | Division 32 - Exterior Improvements | SY | 32 11 23
3211.0115 12" Flexible Base, Type A, GR-1 | 12" Flexible Base, Type A, GR-1 | 3211.0115 | Division 32 - Exterior Improvements | SY | 32 11 23
3211.0121 4" Flexible Base, Type A, GR-2 | 4" Flexible Base, Type A, GR-2 | 3211.0121 | Division 32 - Exterior Improvements | SY | 32 11 23
3211.0122 6" Flexible Base, Type A, GR-2 | 6" Flexible Base, Type A, GR-2 | 3211.0122 | Division 32 - Exterior Improvements | SY | 32 11 23
3211.0123 8" Flexible Base, Type A, GR-2 | 8" Flexible Base, Type A, GR-2 | 3211.0123 | Division 32 - Exterior Improvements | SY | 32 11 23
3211.0124 10" Flexible Base, Type A, GR-2 | 10" Flexible Base, Type A, GR-2 | 3211.0124 | Division 32 - Exterior Improvements | SY | 32 11 23
3211.0125 12" Flexible Base, Type A, GR-2 | 12" Flexible Base, Type A, GR-2 | 3211.0125 | Division 32 - Exterior Improvements | SY | 32 11 23
3211.0211 6" Flexible Base, Type B, GR-1 | 6" Flexible Base, Type B, GR-1 | 3211.0211 | Division 32 - Exterior Improvements | SY | 32 11 23
3211.0212 6" Flexible Base, Type B, GR-2 | 6" Flexible Base, Type B, GR-2 | 3211.0212 | Division 32 - Exterior Improvements | SY | 32 11 23
3211.0311 4" Flexible Base, Type D, GR-1 | 4" Flexible Base, Type D, GR-1 | 3211.0311 | Division 32 - Exterior Improvements | SY | 32 11 23
3211.0312 6" Flexible Base, Type D, GR-1 | 6" Flexible Base, Type D, GR-1 | 3211.0312 | Division 32 - Exterior Improvements | SY | 32 11 23
3211.0313 8" Flexible Base, Type D, GR-1 | 8" Flexible Base, Type D, GR-1 | 3211.0313 | Division 32 - Exterior Improvements | SY | 32 11 23
3211.0314 10" Flexible Base, Type D, GR-1 | 10" Flexible Base, Type D, GR-1 | 3211.0314 | Division 32 - Exterior Improvements | SY | 32 11 23
3211.0315 12" Flexible Base, Type D, GR-1 | 12" Flexible Base, Type D, GR-1 | 3211.0315 | Division 32 - Exterior Improvements | SY | 32 11 23
3211.0321 4" Flexible Base, Type D, GR-2 | 4" Flexible Base, Type D, GR-2 | 3211.0321 | Division 32 - Exterior Improvements | SY | 32 11 23
3211.0322 6" Flexible Base, Type D, GR-2 | 6" Flexible Base, Type D, GR-2 | 3211.0322 | Division 32 - Exterior Improvements | SY | 32 11 23
3211.0323 8" Flexible Base, Type D, GR-2 | 8" Flexible Base, Type D, GR-2 | 3211.0323 | Division 32 - Exterior Improvements | SY | 32 11 23
3211.0324 10" Flexible Base, Type D, GR-2 | 10" Flexible Base, Type D, GR-2 | 3211.0324 | Division 32 - Exterior Improvements | SY | 32 11 23
3211.0325 12" Flexible Base, Type D, GR-2 | 12" Flexible Base, Type D, GR-2 | 3211.0325 | Division 32 - Exterior Improvements | SY | 32 11 23
3211.0400 Hydrated Lime | Hydrated Lime | 3211.0400 | Division 32 - Exterior Improvements | TN | 32 11 29
3211.0401 Commercial Lime Slurry | Commercial Lime Slurry | 3211.0401 | Division 32 - Exterior Improvements | TN | 32 11 29
3211.0402 Quicklime | Quicklime | 3211.0402 | Division 32 - Exterior Improvements | TN | 32 11 29
3211.0501 6" Lime Treatment | 6" Lime Treatment | 3211.0501 | Division 32 - Exterior Improvements | SY | 32 11 29
3211.0502 8" Lime Treatment | 8" Lime Treatment | 3211.0502 | Division 32 - Exterior Improvements | SY | 32 11 29
3211.0503 10" Lime Treatment | 10" Lime Treatment | 3211.0503 | Division 32 - Exterior Improvements | SY | 32 11 29
3211.0504 12" Lime Treatment | 12" Lime Treatment | 3211.0504 | Division 32 - Exterior Improvements | SY | 32 11 29
3211.0600 Cement | Cement | 3211.0600 | Division 32 - Exterior Improvements | TN | 32 11 33
3211.0601 CEMLIME™ | CEMLIME™ | 3211.0601 | Division 32 - Exterior Improvements | TN | 32 11 33
3211.0701 6" Cement Treatment | 6" Cement Treatment | 3211.0701 | Division 32 - Exterior Improvements | SY | 32 11 33
3211.0702 8" Cement Treatment | 8" Cement Treatment | 3211.0702 | Division 32 - Exterior Improvements | SY | 32 11 33
3211.0703 10" Cement Treatment | 10" Cement Treatment | 3211.0703 | Division 32 - Exterior Improvements | SY | 32 11 33
3211.0704 12" Cement Treatment | 12" Cement Treatment | 3211.0704 | Division 32 - Exterior Improvements | SY | 32 11 33
3212.0201 2" Asphalt Pvmt Type C | 2" Asphalt Pvmt Type C | 3212.0201 | Division 32 - Exterior Improvements | SY | 32 12 16
3212.0202 3" Asphalt Pvmt Type C | 3" Asphalt Pvmt Type C | 3212.0202 | Division 32 - Exterior Improvements | SY | 32 12 16
3212.0203 4" Asphalt Pvmt Type C | 4" Asphalt Pvmt Type C | 3212.0203 | Division 32 - Exterior Improvements | SY | 32 12 16
3212.0301 2" Asphalt Pvmt Type D (DG-D) | 2" Asphalt Pvmt Type D (DG-D) | 3212.0301 | Division 32 - Exterior Improvements | SY | 32 12 16
3212.0302 3" Asphalt Pvmt Type D (DG-D) | 3" Asphalt Pvmt Type D (DG-D) | 3212.0302 | Division 32 - Exterior Improvements | SY | 32 12 16
3212.0303 4" Asphalt Pvmt Type D (DG-D) | 4" Asphalt Pvmt Type D (DG-D) | 3212.0303 | Division 32 - Exterior Improvements | SY | 32 12 16
3212.0304 2" Asphalt Pvmt Superpave SP-D | 2" Asphalt Pvmt Superpave SP-D | 3212.0304 | Division 32 - Exterior Improvements | SY | 32 12 16
3212.0305 3" Asphalt Pvmt Superpave SP-D | 3" Asphalt Pvmt Superpave SP-D | 3212.0305 | Division 32 - Exterior Improvements | SY | 32 12 16
3212.0306 4" Asphalt Pvmt Superpave SP-D | 4" Asphalt Pvmt Superpave SP-D | 3212.0306 | Division 32 - Exterior Improvements | SY | 32 12 16
3212.0401 HMAC Transition | HMAC Transition | 3212.0401 | Division 32 - Exterior Improvements | TN | 32 12 16
3212.0501 2" Asphalt Pvmt Type B (DG-B) | 2" Asphalt Pvmt Type B (DG-B) | 3212.0501 | Division 32 - Exterior Improvements | SY | 32 12 16
3212.0502 3" Asphalt Pvmt Type B (DG-B) | 3" Asphalt Pvmt Type B (DG-B) | 3212.0502 | Division 32 - Exterior Improvements | SY | 32 12 16
3212.0503 4" Asphalt Base Pvmt Type B (DG-B) | 4" Asphalt Base Pvmt Type B (DG-B) | 3212.0503 | Division 32 - Exterior Improvements | SY | 32 12 16
3212.0504 2" Asphalt Pvmt Superpave SP-B | 2" Asphalt Pvmt Superpave SP-B | 3212.0504 | Division 32 - Exterior Improvements | SY | 32 12 16
3212.0505 3" Asphalt Pvmt Superpave SP-B | 3" Asphalt Pvmt Superpave SP-B | 3212.0505 | Division 32 - Exterior Improvements | SY | 32 12 16
3212.0506 4" Asphalt Pvmt Superpave SP-B | 4" Asphalt Pvmt Superpave SP-B | 3212.0506 | Division 32 - Exterior Improvements | SY | 32 12 16
3212.0600 HMAC Pavement Level Up | HMAC Pavement Level Up | 3212.0600 | Division 32 - Exterior Improvements | TN | 32 12 16
3212.0601 HMAC Speed Cushion | HMAC Speed Cushion | 3212.0601 | Division 32 - Exterior Improvements | EA | 32 12 16
3212.0900 Asphalt Crack Sealant | Asphalt Crack Sealant | 3212.0900 | Division 32 - Exterior Improvements | GA | 32 12 73
3213.0101 6" Conc Pvmt | 6" Conc Pvmt | 3213.0101 | Division 32 - Exterior Improvements | SY | 32 13 13
3213.0102 7" Conc Pvmt | 7" Conc Pvmt | 3213.0102 | Division 32 - Exterior Improvements | SY | 32 13 13
3213.0103 8" Conc Pvmt | 8" Conc Pvmt | 3213.0103 | Division 32 - Exterior Improvements | SY | 32 13 13
3213.0104 9" Conc Pvmt | 9" Conc Pvmt | 3213.0104 | Division 32 - Exterior Improvements | SY | 32 13 13
3213.0105 10" Conc Pvmt | 10" Conc Pvmt | 3213.0105 | Division 32 - Exterior Improvements | SY | 32 13 13
3213.0106 11" Conc Pvmt | 11" Conc Pvmt | 3213.0106 | Division 32 - Exterior Improvements | SY | 32 13 13
3213.0107 12" Conc Pvmt | 12" Conc Pvmt | 3213.0107 | Division 32 - Exterior Improvements | SY | 32 13 13
3213.0201 6" Conc Pvmt HES | 6" Conc Pvmt HES | 3213.0201 | Division 32 - Exterior Improvements | SY | 32 13 13
3213.0202 7" Conc Pvmt HES | 7" Conc Pvmt HES | 3213.0202 | Division 32 - Exterior Improvements | SY | 32 13 13
3213.0203 8" Conc Pvmt HES | 8" Conc Pvmt HES | 3213.0203 | Division 32 - Exterior Improvements | SY | 32 13 13
3213.0204 9" Conc Pvmt HES | 9" Conc Pvmt HES | 3213.0204 | Division 32 - Exterior Improvements | SY | 32 13 13
3213.0205 10" Conc Pvmt HES | 10" Conc Pvmt HES | 3213.0205 | Division 32 - Exterior Improvements | SY | 32 13 13
3213.0206 11" Conc Pvmt HES | 11" Conc Pvmt HES | 3213.0206 | Division 32 - Exterior Improvements | SY | 32 13 13
3213.0207 12" Conc Pvmt HES | 12" Conc Pvmt HES | 3213.0207 | Division 32 - Exterior Improvements | SY | 32 13 13
3213.0301 4" Conc Sidewalk | 4" Conc Sidewalk | 3213.0301 | Division 32 - Exterior Improvements | SF | 32 13 20
3213.0302 5" Conc Sidewalk | 5" Conc Sidewalk | 3213.0302 | Division 32 - Exterior Improvements | SF | 32 13 20
3213.0303 6" Conc Sidewalk | 6" Conc Sidewalk | 3213.0303 | Division 32 - Exterior Improvements | SF | 32 13 20
3213.0311 4" Conc Sidewalk, Adjacent to Curb | 4" Conc Sidewalk, Adjacent to Curb | 3213.0311 | Division 32 - Exterior Improvements | SF | 32 13 20
3213.0312 5" Conc Sidewalk, Adjacent to Curb | 5" Conc Sidewalk, Adjacent to Curb | 3213.0312 | Division 32 - Exterior Improvements | SF | 32 13 20
3213.0313 6" Conc Sidewalk, Adjacent to Curb | 6" Conc Sidewalk, Adjacent to Curb | 3213.0313 | Division 32 - Exterior Improvements | SF | 32 13 20
3213.0321 Conc Sidewalk, Adjacent to Ret Wall | Conc Sidewalk, Adjacent to Ret Wall | 3213.0321 | Division 32 - Exterior Improvements | SF | 32 13 20
3213.0322 Conc Curb at Back of Sidewalk | Conc Curb at Back of Sidewalk | 3213.0322 | Division 32 - Exterior Improvements | LF | 32 13 20
3213.0351 4" Conc Sidewalk, Exposed Aggregate | 4" Conc Sidewalk, Exposed Aggregate | 3213.0351 | Division 32 - Exterior Improvements | SF | 32 13 20
3213.0352 5" Conc Sidewalk, Exposed Aggregate | 5" Conc Sidewalk, Exposed Aggregate | 3213.0352 | Division 32 - Exterior Improvements | SF | 32 13 20
3213.0353 6" Conc Sidewalk, Exposed Aggregate | 6" Conc Sidewalk, Exposed Aggregate | 3213.0353 | Division 32 - Exterior Improvements | SF | 32 13 20
3213.0400 5" Concrete Driveway | 5" Concrete Driveway | 3213.0400 | Division 32 - Exterior Improvements | SF | 32 13 20
3213.0401 6" Concrete Driveway | 6" Concrete Driveway | 3213.0401 | Division 32 - Exterior Improvements | SF | 32 13 20
3213.0402 7" Concrete Driveway | 7" Concrete Driveway | 3213.0402 | Division 32 - Exterior Improvements | SF | 32 13 20
3213.0403 8" Concrete Driveway | 8" Concrete Driveway | 3213.0403 | Division 32 - Exterior Improvements | SF | 32 13 20
3213.0450 5" Concrete Driveway, Exposed Aggregate | 5" Concrete Driveway, Exposed Aggregate | 3213.0450 | Division 32 - Exterior Improvements | SF | 32 13 20
3213.0451 6" Concrete Driveway, Exposed Aggregate | 6" Concrete Driveway, Exposed Aggregate | 3213.0451 | Division 32 - Exterior Improvements | SF | 32 13 20
3213.0452 7" Concrete Driveway, Exposed Aggregate | 7" Concrete Driveway, Exposed Aggregate | 3213.0452 | Division 32 - Exterior Improvements | SF | 32 13 20
3213.0453 8" Concrete Driveway, Exposed Aggregate | 8" Concrete Driveway, Exposed Aggregate | 3213.0453 | Division 32 - Exterior Improvements | SF | 32 13 20
3213.0501 Barrier Free Ramp, Type R-1 | Barrier Free Ramp, Type R-1 | 3213.0501 | Division 32 - Exterior Improvements | EA | 32 13 20
3213.0502 Barrier Free Ramp, Type U-1 | Barrier Free Ramp, Type U-1 | 3213.0502 | Division 32 - Exterior Improvements | EA | 32 13 20
3213.0503 Barrier Free Ramp, Type M-1 | Barrier Free Ramp, Type M-1 | 3213.0503 | Division 32 - Exterior Improvements | EA | 32 13 20
3213.0504 Barrier Free Ramp, Type M-2 | Barrier Free Ramp, Type M-2 | 3213.0504 | Division 32 - Exterior Improvements | EA | 32 13 20
3213.0505 Barrier Free Ramp, Type M-3 | Barrier Free Ramp, Type M-3 | 3213.0505 | Division 32 - Exterior Improvements | EA | 32 13 20
3213.0506 Barrier Free Ramp, Type P-1 | Barrier Free Ramp, Type P-1 | 3213.0506 | Division 32 - Exterior Improvements | EA | 32 13 20
3213.0507 Barrier Free Ramp, Type P-2 | Barrier Free Ramp, Type P-2 | 3213.0507 | Division 32 - Exterior Improvements | EA | 32 13 20
3213.0508 Barrier Free Ramp, Type C-1 | Barrier Free Ramp, Type C-1 | 3213.0508 | Division 32 - Exterior Improvements | EA | 32 13 20
3213.0509 Barrier Free Ramp, Type C-2 | Barrier Free Ramp, Type C-2 | 3213.0509 | Division 32 - Exterior Improvements | EA | 32 13 20
3213.0510 Barrier Free Ramp, Type C-3 | Barrier Free Ramp, Type C-3 | 3213.0510 | Division 32 - Exterior Improvements | EA | 32 13 20
3213.0700 Joint Sealant | Joint Sealant | 3213.0700 | Division 32 - Exterior Improvements | LF | 32 13 73
3214.0100 Brick Pvmt | Brick Pvmt | 3214.0100 | Division 32 - Exterior Improvements | SY | 32 14 16
3214.0200 Brick Pvmt Repair | Brick Pvmt Repair | 3214.0200 | Division 32 - Exterior Improvements | SY | 32 14 16
3214.0300 Brick Pvmt Repair (MISC) | Brick Pvmt Repair (MISC) | 3214.0300 | Division 32 - Exterior Improvements | SY | 32 14 16
3214.0400 Brick Pvmt (City Supplied) | Brick Pvmt (City Supplied) | 3214.0400 | Division 32 - Exterior Improvements | SY | 32 14 16
3214.0500 Brick Pvmt Repair (City Supplied) | Brick Pvmt Repair (City Supplied) | 3214.0500 | Division 32 - Exterior Improvements | SY | 32 14 16
3214.0600 Brick Pvmt Repair (City Supplied) (MISC) | Brick Pvmt Repair (City Supplied) (MISC) | 3214.0600 | Division 32 - Exterior Improvements | SY | 32 14 16
3216.0101 6" Conc Curb and Gutter | 6" Conc Curb and Gutter | 3216.0101 | Division 32 - Exterior Improvements | LF | 32 16 13
3216.0102 7" Conc Curb and Gutter | 7" Conc Curb and Gutter | 3216.0102 | Division 32 - Exterior Improvements | LF | 32 16 13
3216.0103 Conc Laydown Curb | Conc Laydown Curb | 3216.0103 | Division 32 - Exterior Improvements | LF | 32 16 13
3216.0301 7" Conc Valley Gutter, Residential | 7" Conc Valley Gutter, Residential | 3216.0301 | Division 32 - Exterior Improvements | SY | 32 16 13
3216.0302 11" Conc Valley Gutter, Arterial/Industrial | 11" Conc Valley Gutter, Arterial/Industrial | 3216.0302 | Division 32 - Exterior Improvements | SY | 32 16 13
3217.0101 6" SLD Pvmt Marking HAS (W) | 6" SLD Pvmt Marking HAS (W) | 3217.0101 | Division 32 - Exterior Improvements | LF | 32 17 23
3217.0102 6" SLD Pvmt Marking HAS (Y) | 6" SLD Pvmt Marking HAS (Y) | 3217.0102 | Division 32 - Exterior Improvements | LF | 32 17 23
3217.0103 6" BRK Pvmt Marking HAS (W) | 6" BRK Pvmt Marking HAS (W) | 3217.0103 | Division 32 - Exterior Improvements | LF | 32 17 23
3217.0104 6" DOT Pvmt Marking HAS (W) | 6" DOT Pvmt Marking HAS (W) | 3217.0104 | Division 32 - Exterior Improvements | LF | 32 17 23
3217.0105 6" SLD Pvmt Marking Tape (W) | 6" SLD Pvmt Marking Tape (W) | 3217.0105 | Division 32 - Exterior Improvements | LF | 32 17 23
3217.0106 6" SLD Pvmt Marking Tape (Y) | 6" SLD Pvmt Marking Tape (Y) | 3217.0106 | Division 32 - Exterior Improvements | LF | 32 17 23
3217.0107 6" BRK Pvmt Marking HAS (Y) | 6" BRK Pvmt Marking HAS (Y) | 3217.0107 | Division 32 - Exterior Improvements | LF | 32 17 23
3217.0108 6" DOT Pvmt Marking HAS (Y) | 6" DOT Pvmt Marking HAS (Y) | 3217.0108 | Division 32 - Exterior Improvements | LF | 32 17 23
3217.0109 Preformed Thermoplastic Contrast Markings – 6” SLD (W) | Preformed Thermoplastic Contrast Markings – 6” SLD (W) | 3217.0109 | Division 32 - Exterior Improvements | LF | 32 17 23
3217.0110 Preformed Thermoplastic Contrast Markings – 6” DOT (W) | Preformed Thermoplastic Contrast Markings – 6” DOT (W) | 3217.0110 | Division 32 - Exterior Improvements | LF | 32 17 23
3217.0111 Preformed Thermoplastic Contrast Markings – 6” SLD (Y) | Preformed Thermoplastic Contrast Markings – 6” SLD (Y) | 3217.0111 | Division 32 - Exterior Improvements | LF | 32 17 23
3217.0112 Preformed Thermoplastic Contrast Markings – 6” DOT (Y) | Preformed Thermoplastic Contrast Markings – 6” DOT (Y) | 3217.0112 | Division 32 - Exterior Improvements | LF | 32 17 23
3217.0113 Preformed Thermoplastic Contrast Markings – 6” Dashed (W) | Preformed Thermoplastic Contrast Markings – 6” Dashed (W) | 3217.0113 | Division 32 - Exterior Improvements | LF | 32 17 23
3217.0114 Preformed Thermoplastic Contrast Markings – 6” Dashed (Y) | Preformed Thermoplastic Contrast Markings – 6” Dashed (Y) | 3217.0114 | Division 32 - Exterior Improvements | LF | 32 17 23
3217.0201 8" SLD Pvmt Marking HAS (W) | 8" SLD Pvmt Marking HAS (W) | 3217.0201 | Division 32 - Exterior Improvements | LF | 32 17 23
3217.0202 8" SLD Pvmt Marking HAS (Y) | 8" SLD Pvmt Marking HAS (Y) | 3217.0202 | Division 32 - Exterior Improvements | LF | 32 17 23
3217.0203 8" SLD Pvmt Marking Tape (W) | 8" SLD Pvmt Marking Tape (W) | 3217.0203 | Division 32 - Exterior Improvements | LF | 32 17 23
3217.0204 8" SLD Pvmt Marking Tape (Y) | 8" SLD Pvmt Marking Tape (Y) | 3217.0204 | Division 32 - Exterior Improvements | LF | 32 17 23
3217.0301 12" SLD Pvmt Marking HAE (W) | 12" SLD Pvmt Marking HAE (W) | 3217.0301 | Division 32 - Exterior Improvements | LF | 32 17 23
3217.0302 12" SLD Pvmt Marking HAE (Y) | 12" SLD Pvmt Marking HAE (Y) | 3217.0302 | Division 32 - Exterior Improvements | LF | 32 17 23
3217.0303 12" SLD Pvmt Marking Tape (W) | 12" SLD Pvmt Marking Tape (W) | 3217.0303 | Division 32 - Exterior Improvements | LF | 32 17 23
3217.0304 12" SLD Pvmt Marking Tape (Y) | 12" SLD Pvmt Marking Tape (Y) | 3217.0304 | Division 32 - Exterior Improvements | LF | 32 17 23
3217.0401 18" SLD Pvmt Marking HAE (W) | 18" SLD Pvmt Marking HAE (W) | 3217.0401 | Division 32 - Exterior Improvements | LF | 32 17 23
3217.0402 18" SLD Pvmt Marking Tape (W) | 18" SLD Pvmt Marking Tape (W) | 3217.0402 | Division 32 - Exterior Improvements | LF | 32 17 23
3217.0403 18" SLD Pvmt Marking HAE (Y) | 18" SLD Pvmt Marking HAE (Y) | 3217.0403 | Division 32 - Exterior Improvements | LF | 32 17 23
3217.0501 24" SLD Pvmt Marking HAE (W) | 24" SLD Pvmt Marking HAE (W) | 3217.0501 | Division 32 - Exterior Improvements | LF | 32 17 23
3217.0502 Preformed Thermoplastic Contrast Markings - 24” Crosswalk | Preformed Thermoplastic Contrast Markings - 24” Crosswalk | 3217.0502 | Division 32 - Exterior Improvements | LF | 32 17 23
3217.0503 Preformed Thermoplastic Contrast Marking - 24" SLD | Preformed Thermoplastic Contrast Marking - 24" SLD | 3217.0503 | Division 32 - Exterior Improvements | LF | 32 17 23
3217.0504 Preformed Thermoplastic Contrast Markings - 24” Stop Bars | Preformed Thermoplastic Contrast Markings - 24” Stop Bars | 3217.0504 | Division 32 - Exterior Improvements | LF | 32 17 23
3217.1001 Lane Legend RR | Lane Legend RR | 3217.1001 | Division 32 - Exterior Improvements | EA | 32 17 23
3217.1002 Lane Legend Arrow | Lane Legend Arrow | 3217.1002 | Division 32 - Exterior Improvements | EA | 32 17 23
3217.1003 Lane Legend DBL Arrow | Lane Legend DBL Arrow | 3217.1003 | Division 32 - Exterior Improvements | EA | 32 17 23
3217.1004 Lane Legend Only | Lane Legend Only | 3217.1004 | Division 32 - Exterior Improvements | EA | 32 17 23
3217.1005 Lane Legend Bus Lane | Lane Legend Bus Lane | 3217.1005 | Division 32 - Exterior Improvements | EA | 32 17 23
3217.1006 Lane Legend Bike | Lane Legend Bike | 3217.1006 | Division 32 - Exterior Improvements | EA | 32 17 23
3217.1007 Lane Legend Sharrow | Lane Legend Sharrow | 3217.1007 | Division 32 - Exterior Improvements | EA | 32 17 23
3217.1008 Parking Lot Legend HC | Parking Lot Legend HC | 3217.1008 | Division 32 - Exterior Improvements | EA | 32 17 23
3217.1009 Preformed Thermoplastic Contrast Markings – Legend RR | Preformed Thermoplastic Contrast Markings – Legend RR | 3217.1009 | Division 32 - Exterior Improvements | EA | 32 17 23
3217.1010 Preformed Thermoplastic Contrast Markings – Legend Single Head Curve Arrows | Preformed Thermoplastic Contrast Markings – Legend Single Head Curve Arrows | 3217.1010 | Division 32 - Exterior Improvements | EA | 32 17 23
3217.1011 Preformed Thermoplastic Contrast Markings – Legend ONLY | Preformed Thermoplastic Contrast Markings – Legend ONLY | 3217.1011 | Division 32 - Exterior Improvements | EA | 32 17 23
3217.1012 Preformed Thermoplastic Contrast Markings – Railroad Legend | Preformed Thermoplastic Contrast Markings – Railroad Legend | 3217.1012 | Division 32 - Exterior Improvements | EA | 32 17 23
3217.1013 Preformed Thermoplastic Contrast Markings – Legend Yield | Preformed Thermoplastic Contrast Markings – Legend Yield | 3217.1013 | Division 32 - Exterior Improvements | EA | 32 17 23
3217.1014 Preformed Thermoplastic Contrast Markings – Legend Double head Combo Arrows per EA | Preformed Thermoplastic Contrast Markings – Legend Double head Combo Arrows per EA | 3217.1014 | Division 32 - Exterior Improvements | EA | 32 17 23
3217.1015 Preformed Thermoplastic Contrast Markings – Legend Triple Head Curve Arrows | Preformed Thermoplastic Contrast Markings – Legend Triple Head Curve Arrows | 3217.1015 | Division 32 - Exterior Improvements | EA | 32 17 23
3217.1016 Preformed Thermoplastic Contrast Markings – Legend Yield Symbol | Preformed Thermoplastic Contrast Markings – Legend Yield Symbol | 3217.1016 | Division 32 - Exterior Improvements | EA | 32 17 23
3217.1017 Preformed Thermoplastic Contrast Markings – Legend Bike Symbol | Preformed Thermoplastic Contrast Markings – Legend Bike Symbol | 3217.1017 | Division 32 - Exterior Improvements | EA | 32 17 23
3217.1018 Preformed Thermoplastic Contrast Markings – Legend Bike Arrow | Preformed Thermoplastic Contrast Markings – Legend Bike Arrow | 3217.1018 | Division 32 - Exterior Improvements | EA | 32 17 23
3217.1019 Preformed Thermoplastic Contrast Markings – Legend Bike Sharrow | Preformed Thermoplastic Contrast Markings – Legend Bike Sharrow | 3217.1019 | Division 32 - Exterior Improvements | EA | 32 17 23
3217.1020 Preformed Thermoplastic Contrast Markings – Legend Bus | Preformed Thermoplastic Contrast Markings – Legend Bus | 3217.1020 | Division 32 - Exterior Improvements | EA | 32 17 23
3217.1021 Preformed Thermoplastic Contrast Markings – Legend Bike | Preformed Thermoplastic Contrast Markings – Legend Bike | 3217.1021 | Division 32 - Exterior Improvements | EA | 32 17 23
3217.1022 Preformed Thermoplastic Contrast Markings – Legend Lane | Preformed Thermoplastic Contrast Markings – Legend Lane | 3217.1022 | Division 32 - Exterior Improvements | EA | 32 17 23
3217.1023 Preformed Thermoplastic Contrast Markings – Legend Straight Arrows | Preformed Thermoplastic Contrast Markings – Legend Straight Arrows | 3217.1023 | Division 32 - Exterior Improvements | EA | 32 17 23
3217.2001 Raised Marker TY W | Raised Marker TY W | 3217.2001 | Division 32 - Exterior Improvements | EA | 32 17 23
3217.2002 Raised Marker TY Y | Raised Marker TY Y | 3217.2002 | Division 32 - Exterior Improvements | EA | 32 17 23
3217.2103 REFL Raised Marker TY II-A-A | REFL Raised Marker TY II-A-A | 3217.2103 | Division 32 - Exterior Improvements | EA | 32 17 23
3217.2104 REFL Raised Marker TY II-C-R | REFL Raised Marker TY II-C-R | 3217.2104 | Division 32 - Exterior Improvements | EA | 32 17 23
3217.3001 Raised Marker, Work Zone | Raised Marker, Work Zone | 3217.3001 | Division 32 - Exterior Improvements | EA | 32 17 23
3217.3101 Tab Marker TY W | Tab Marker TY W | 3217.3101 | Division 32 - Exterior Improvements | EA | 32 17 23
3217.3102 Tab Marker TY Y | Tab Marker TY Y | 3217.3102 | Division 32 - Exterior Improvements | EA | 32 17 23
3217.4201 Fire Lane Marking | Fire Lane Marking | 3217.4201 | Division 32 - Exterior Improvements | LF | 32 17 23
3217.4301 Remove 4" Pvmt Marking | Remove 4" Pvmt Marking | 3217.4301 | Division 32 - Exterior Improvements | LF | 32 17 23
3217.4302 Remove 6" Pvmt Marking | Remove 6" Pvmt Marking | 3217.4302 | Division 32 - Exterior Improvements | LF | 32 17 23
3217.4303 Remove 8" Pvmt Marking | Remove 8" Pvmt Marking | 3217.4303 | Division 32 - Exterior Improvements | LF | 32 17 23
3217.4304 Remove 12" Pvmt Marking | Remove 12" Pvmt Marking | 3217.4304 | Division 32 - Exterior Improvements | LF | 32 17 23
3217.4305 Remove 18" Pvmt Marking | Remove 18" Pvmt Marking | 3217.4305 | Division 32 - Exterior Improvements | LF | 32 17 23
3217.4306 Remove 24" Pvmt Marking | Remove 24" Pvmt Marking | 3217.4306 | Division 32 - Exterior Improvements | LF | 32 17 23
3217.4307 Remove Raised Marker | Remove Raised Marker | 3217.4307 | Division 32 - Exterior Improvements | EA | 32 17 23
3217.4401 Remove Lane Legend RR | Remove Lane Legend RR | 3217.4401 | Division 32 - Exterior Improvements | EA | 32 17 23
3217.4402 Remove Lane Legend Arrow | Remove Lane Legend Arrow | 3217.4402 | Division 32 - Exterior Improvements | EA | 32 17 23
3217.4403 Remove Lane Legend DBL Arrow | Remove Lane Legend DBL Arrow | 3217.4403 | Division 32 - Exterior Improvements | EA | 32 17 23
3217.4404 Remove Lane Legend Only | Remove Lane Legend Only | 3217.4404 | Division 32 - Exterior Improvements | EA | 32 17 23
3217.4405 Remove Lane Legend Bus Lane | Remove Lane Legend Bus Lane | 3217.4405 | Division 32 - Exterior Improvements | EA | 32 17 23
3217.4406 Remove Lane Legend Bike | Remove Lane Legend Bike | 3217.4406 | Division 32 - Exterior Improvements | EA | 32 17 23
3217.4407 Remove Lane Legend Sharrow | Remove Lane Legend Sharrow | 3217.4407 | Division 32 - Exterior Improvements | EA | 32 17 23
3217.4408 Remove Lane Legend HC | Remove Lane Legend HC | 3217.4408 | Division 32 - Exterior Improvements | EA | 32 17 23
3217.4409 Remove PK Lot Legend | Remove PK Lot Legend | 3217.4409 | Division 32 - Exterior Improvements | EA | 32 17 23
3217.5001 Curb Address Painting | Curb Address Painting | 3217.5001 | Division 32 - Exterior Improvements | EA | 32 17 25
3231.0111 4' Chain Link, Steel | 4' Chain Link, Steel | 3231.0111 | Division 32 - Exterior Improvements | LF | 32 31 13
3231.0112 5' Chain Link, Steel | 5' Chain Link, Steel | 3231.0112 | Division 32 - Exterior Improvements | LF | 32 31 13
3231.0113 6' Chain Link, Steel | 6' Chain Link, Steel | 3231.0113 | Division 32 - Exterior Improvements | LF | 32 31 13
3231.0114 8' Chain Link, Steel | 8' Chain Link, Steel | 3231.0114 | Division 32 - Exterior Improvements | LF | 32 31 13
3231.0115 10' Chain Link, Steel | 10' Chain Link, Steel | 3231.0115 | Division 32 - Exterior Improvements | LF | 32 31 13
3231.0121 4' Chain Link, Aluminum | 4' Chain Link, Aluminum | 3231.0121 | Division 32 - Exterior Improvements | LF | 32 31 13
3231.0122 5' Chain Link, Aluminum | 5' Chain Link, Aluminum | 3231.0122 | Division 32 - Exterior Improvements | LF | 32 31 13
3231.0123 6' Chain Link, Aluminum | 6' Chain Link, Aluminum | 3231.0123 | Division 32 - Exterior Improvements | LF | 32 31 13
3231.0124 8' Chain Link, Aluminum | 8' Chain Link, Aluminum | 3231.0124 | Division 32 - Exterior Improvements | LF | 32 31 13
3231.0125 10' Chain Link, Aluminum | 10' Chain Link, Aluminum | 3231.0125 | Division 32 - Exterior Improvements | LF | 32 31 13
3231.0131 4' Wrought Iron Fence | 4' Wrought Iron Fence | 3231.0131 | Division 32 - Exterior Improvements | LF | 32 31 13
3231.0132 5' Wrought Iron Fence | 5' Wrought Iron Fence | 3231.0132 | Division 32 - Exterior Improvements | LF | 32 31 13
3231.0133 6' Wrought Iron Fence | 6' Wrought Iron Fence | 3231.0133 | Division 32 - Exterior Improvements | LF | 32 31 13
3231.0134 8' Wrought Iron Fence | 8' Wrought Iron Fence | 3231.0134 | Division 32 - Exterior Improvements | LF | 32 31 13
3231.0135 10' Wrought Iron Fence | 10' Wrought Iron Fence | 3231.0135 | Division 32 - Exterior Improvements | LF | 32 31 13
3231.0141 4' Steel Tube Fence | 4' Steel Tube Fence | 3231.0141 | Division 32 - Exterior Improvements | LF | 32 31 13
3231.0142 5' Steel Tube Fence | 5' Steel Tube Fence | 3231.0142 | Division 32 - Exterior Improvements | LF | 32 31 13
3231.0143 6' Steel Tube Fence | 6' Steel Tube Fence | 3231.0143 | Division 32 - Exterior Improvements | LF | 32 31 13
3231.0144 8' Steel Tube Fence | 8' Steel Tube Fence | 3231.0144 | Division 32 - Exterior Improvements | LF | 32 31 13
3231.0145 10' Steel Tube Fence | 10' Steel Tube Fence | 3231.0145 | Division 32 - Exterior Improvements | LF | 32 31 13
3231.0211 Barbed Wire Fence, Metal Posts | Barbed Wire Fence, Metal Posts | 3231.0211 | Division 32 - Exterior Improvements | LF | 32 31 26
3231.0212 Smooth Wire Fence, Metal Posts | Smooth Wire Fence, Metal Posts | 3231.0212 | Division 32 - Exterior Improvements | LF | 32 31 26
3231.0213 Wire Mesh Fence, Metal Posts | Wire Mesh Fence, Metal Posts | 3231.0213 | Division 32 - Exterior Improvements | LF | 32 31 26
3231.0221 Barbed Wire Fence, Wood Posts | Barbed Wire Fence, Wood Posts | 3231.0221 | Division 32 - Exterior Improvements | LF | 32 31 26
3231.0222 Smooth Wire Fence, Wood Posts | Smooth Wire Fence, Wood Posts | 3231.0222 | Division 32 - Exterior Improvements | LF | 32 31 26
3231.0223 Wire Mesh Fence, Wood Posts | Wire Mesh Fence, Wood Posts | 3231.0223 | Division 32 - Exterior Improvements | LF | 32 31 26
3231.0301 4' Gate, Steel | 4' Gate, Steel | 3231.0301 | Division 32 - Exterior Improvements | EA | 32 31 26
3231.0302 6' Gate, Steel | 6' Gate, Steel | 3231.0302 | Division 32 - Exterior Improvements | EA | 32 31 26
3231.0303 8' Gate, Steel | 8' Gate, Steel | 3231.0303 | Division 32 - Exterior Improvements | EA | 32 31 26
3231.0304 10' Gate, Steel | 10' Gate, Steel | 3231.0304 | Division 32 - Exterior Improvements | EA | 32 31 26
3231.0305 12' Gate, Steel | 12' Gate, Steel | 3231.0305 | Division 32 - Exterior Improvements | EA | 32 31 26
3231.0306 16' Gate, Steel | 16' Gate, Steel | 3231.0306 | Division 32 - Exterior Improvements | EA | 32 31 26
3231.0307 20' Gate, Steel | 20' Gate, Steel | 3231.0307 | Division 32 - Exterior Improvements | EA | 32 31 26
3231.0411 4' Fences, Wood | 4' Fences, Wood | 3231.0411 | Division 32 - Exterior Improvements | LF | 32 31 29
3231.0412 6' Fences, Wood | 6' Fences, Wood | 3231.0412 | Division 32 - Exterior Improvements | LF | 32 31 29
3231.0413 8' Fences, Wood | 8' Fences, Wood | 3231.0413 | Division 32 - Exterior Improvements | LF | 32 31 29
3232.0100 Conc Ret Wall Adjacent to Sidewalk | Conc Ret Wall Adjacent to Sidewalk | 3232.0100 | Division 32 - Exterior Improvements | SF | 32 32 13
3232.0201 TxDOT Std Ret Wall - RW 1 (L) A | TxDOT Std Ret Wall - RW 1 (L) A | 3232.0201 | Division 32 - Exterior Improvements | SF | 32 32 13
3232.0202 TxDOT Std Ret Wall - RW 1 (L) B | TxDOT Std Ret Wall - RW 1 (L) B | 3232.0202 | Division 32 - Exterior Improvements | SF | 32 32 13
3232.0203 TxDOT Std Ret Wall - RW 1 (L) C | TxDOT Std Ret Wall - RW 1 (L) C | 3232.0203 | Division 32 - Exterior Improvements | SF | 32 32 13
3232.0204 TxDOT Std Ret Wall - RW 1 (H) A | TxDOT Std Ret Wall - RW 1 (H) A | 3232.0204 | Division 32 - Exterior Improvements | SF | 32 32 13
3232.0205 TxDOT Std Ret Wall - RW 1 (H) B | TxDOT Std Ret Wall - RW 1 (H) B | 3232.0205 | Division 32 - Exterior Improvements | SF | 32 32 13
3232.0206 TxDOT Std Ret Wall - RW 1 (H) C | TxDOT Std Ret Wall - RW 1 (H) C | 3232.0206 | Division 32 - Exterior Improvements | SF | 32 32 13
3291.0100 Topsoil | Topsoil | 3291.0100 | Division 32 - Exterior Improvements | CY | 32 91 19
3292.0100 Block Sod Placement | Block Sod Placement | 3292.0100 | Division 32 - Exterior Improvements | SY | 32 92 13
3292.0101 Utility Service Surface Restoration Sodding | Utility Service Surface Restoration Sodding | 3292.0101 | Division 32 - Exterior Improvements | SY | 32 92 13
3292.0200 Seeding, Broadcast | Seeding, Broadcast | 3292.0200 | Division 32 - Exterior Improvements | SY | 32 92 13
3292.0201 Utility Service Surface Restoration Seeding | Utility Service Surface Restoration Seeding | 3292.0201 | Division 32 - Exterior Improvements | SY | 32 92 13
3292.0300 Seeding, Mech Drilling | Seeding, Mech Drilling | 3292.0300 | Division 32 - Exterior Improvements | SY | 32 92 13
3292.0400 Seeding, Hydromulch | Seeding, Hydromulch | 3292.0400 | Division 32 - Exterior Improvements | SY | 32 92 13
3292.0401 Utility Service Surface Restoration Hydromulch | Utility Service Surface Restoration Hydromulch | 3292.0401 | Division 32 - Exterior Improvements | SY | 32 92 13
3292.0450 Seeding, Hydromulch with binding agent | Seeding, Hydromulch with binding agent | 3292.0450 | Division 32 - Exterior Improvements | SY | 32 92 13
3292.0500 Seeding, Soil Retention Blanket | Seeding, Soil Retention Blanket | 3292.0500 | Division 32 - Exterior Improvements | SY | 32 92 13
3292.0600 Mowing | Mowing | 3292.0600 | Division 32 - Exterior Improvements | EA | 32 92 13
3293.0102 Plant 2" Tree | Plant 2" Tree | 3293.0102 | Division 32 - Exterior Improvements | EA | 32 93 43
3293.0103 Plant 3" Tree | Plant 3" Tree | 3293.0103 | Division 32 - Exterior Improvements | EA | 32 93 43
3293.0104 Plant 4" Tree | Plant 4" Tree | 3293.0104 | Division 32 - Exterior Improvements | EA | 32 93 43
3293.0105 Plant 5" Tree | Plant 5" Tree | 3293.0105 | Division 32 - Exterior Improvements | EA | 32 93 43
3293.0106 Plant 6" Tree | Plant 6" Tree | 3293.0106 | Division 32 - Exterior Improvements | EA | 32 93 43
3301.0001 Pre-CCTV Inspection | Pre-CCTV Inspection | 3301.0001 | Division 33 - Utilities | LF | 33 01 31
3301.0002 Post-CCTV Inspection | Post-CCTV Inspection | 3301.0002 | Division 33 - Utilities | LF | 33 01 31
3301.0003 Final-CCTV Inspection | Final-CCTV Inspection | 3301.0003 | Division 33 - Utilities | LF | 33 01 31
3301.0004 Final MH-CCTV Inspection | Final MH-CCTV Inspection | 3301.0004 | Division 33 - Utilities | EA | 33 01 31
3301.0011 Pre-CCTV Inspection of Storm Drain | Pre-CCTV Inspection of Storm Drain | 3301.0011 | Division 33 - Utilities | LF | 33 01 32
3301.0012 Post-CCTV Inspection of Storm Drain | Post-CCTV Inspection of Storm Drain | 3301.0012 | Division 33 - Utilities | LF | 33 01 32
3301.0013 Condition Assessment CCTV Inspection of Storm Drain | Condition Assessment CCTV Inspection of Storm Drain | 3301.0013 | Division 33 - Utilities | LF | 33 01 32
3301.0101 Manhole Vacuum Testing | Manhole Vacuum Testing | 3301.0101 | Division 33 - Utilities | EA | 33 01 30
3303.0001 Bypass Pumping | Bypass Pumping | 3303.0001 | Division 33 - Utilities | LS | 33 03 10
3304.0001 Joint Bonding & Electrical Isolation | Joint Bonding & Electrical Isolation | 3304.0001 | Division 33 - Utilities | LS | 33 04 10
3304.0002 Cathodic Protection | Cathodic Protection | 3304.0002 | Division 33 - Utilities | LS | 33 04 12
3304.0101 Temporary Water Services | Temporary Water Services | 3304.0101 | Division 33 - Utilities | LS | 33 04 30
3304.0102 2" Temporary Water Services (Misc Only) | 2" Temporary Water Services (Misc Only) | 3304.0102 | Division 33 - Utilities | LF | 33 04 30
3304.0201 Clean Storm Pipe Ahead of Condition Assessment - 24" Diameter and Under | Clean Storm Pipe Ahead of Condition Assessment - 24" Diameter and Under | 3304.0201 | Division 33 - Utilities | LF | 33 04 50
3304.0202 Clean Storm Pipe Ahead of Condition Assessment - 27 - 54 Inch Diameters | Clean Storm Pipe Ahead of Condition Assessment - 27 - 54 Inch Diameters | 3304.0202 | Division 33 - Utilities | LF | 33 04 50
3304.0203 Clean Storm Pipe Ahead of Condition Assessment - 57" Diamter and Over | Clean Storm Pipe Ahead of Condition Assessment - 57" Diamter and Over | 3304.0203 | Division 33 - Utilities | LF | 33 04 50
3305.0001 4" Waterline Lowering | 4" Waterline Lowering | 3305.0001 | Division 33 - Utilities | EA | 33 05 12
3305.0002 6" Waterline Lowering | 6" Waterline Lowering | 3305.0002 | Division 33 - Utilities | EA | 33 05 12
3305.0003 8" Waterline Lowering | 8" Waterline Lowering | 3305.0003 | Division 33 - Utilities | EA | 33 05 12
3305.0004 10" Waterline Lowering | 10" Waterline Lowering | 3305.0004 | Division 33 - Utilities | EA | 33 05 12
3305.0005 12" Waterline Lowering | 12" Waterline Lowering | 3305.0005 | Division 33 - Utilities | EA | 33 05 12
3305.0101 Fire Hydrant Stem Extension | Fire Hydrant Stem Extension | 3305.0101 | Division 33 - Utilities | EA | 33 05 14
3305.0102 Cathodic Protection Test Station Adjustment | Cathodic Protection Test Station Adjustment | 3305.0102 | Division 33 - Utilities | EA | 33 05 14
3305.0103 Exploratory Excavation of Existing Utilities | Exploratory Excavation of Existing Utilities | 3305.0103 | Division 33 - Utilities | EA | 33 05 30
3305.0104 Ground Water Control | Ground Water Control | 3305.0104 | Division 33 - Utilities | LS | 33 05 10
3305.0105 Inlet Adjustment | Inlet Adjustment | 3305.0105 | Division 33 - Utilities | EA | 33 05 14
3305.0106 Manhole Adjustment, Major | Manhole Adjustment, Major | 3305.0106 | Division 33 - Utilities | EA | 33 05 14
3305.0107 Manhole Adjustment, Minor | Manhole Adjustment, Minor | 3305.0107 | Division 33 - Utilities | EA | 33 05 14
3305.0108 Miscellaneous Structure Adjustment | Miscellaneous Structure Adjustment | 3305.0108 | Division 33 - Utilities | EA | 33 05 14
3305.0109 Trench Safety | Trench Safety | 3305.0109 | Division 33 - Utilities | LF | 33 05 10
3305.0110 Utility Markers | Utility Markers | 3305.0110 | Division 33 - Utilities | LS | 33 05 26
3305.0111 Valve Box Adjustment | Valve Box Adjustment | 3305.0111 | Division 33 - Utilities | EA | 33 05 14
3305.0112 Concrete Collar for Manhole | Concrete Collar for Manhole | 3305.0112 | Division 33 - Utilities | EA | 33 05 17
3305.0113 Trench Water Stops | Trench Water Stops | 3305.0113 | Division 33 - Utilities | EA | 33 05 10
3305.0114 Manhole Adjustment, Major w/ Cover | Manhole Adjustment, Major w/ Cover | 3305.0114 | Division 33 - Utilities | EA | 33 05 14
3305.0115 Vacuum Excavation | Vacuum Excavation | 3305.0115 | Division 33 - Utilities | EA | 33 05 30
3305.0116 Concrete Encasement for Utility Pipes | Concrete Encasement for Utility Pipes | 3305.0116 | Division 33 - Utilities | CY | 33 05 10
3305.0117 Concrete Collar for Valve | Concrete Collar for Valve | 3305.0117 | Division 33 - Utilities | EA | 33 05 17
3305.0118 Meter Box Adjustment | Meter Box Adjustment | 3305.0118 | Division 33 - Utilities | EA | 33 05 14
3305.0201 Imported Embedment/Backfill, Ballast Stone | Imported Embedment/Backfill, Ballast Stone | 3305.0201 | Division 33 - Utilities | CY | 33 05 10
3305.0202 Imported Embedment/Backfill, CSS | Imported Embedment/Backfill, CSS | 3305.0202 | Division 33 - Utilities | CY | 33 05 10
3305.0203 Imported Embedment/Backfill, CLSM | Imported Embedment/Backfill, CLSM | 3305.0203 | Division 33 - Utilities | CY | 33 05 10
3305.0204 Imported Embedment/Backfill, Crushed Rock | Imported Embedment/Backfill, Crushed Rock | 3305.0204 | Division 33 - Utilities | CY | 33 05 10
3305.0205 Imported Embedment/Backfill, Fine Crushed Rock | Imported Embedment/Backfill, Fine Crushed Rock | 3305.0205 | Division 33 - Utilities | CY | 33 05 10
3305.0206 Imported Embedment/Backfill, Acceptable Backfill | Imported Embedment/Backfill, Acceptable Backfill | 3305.0206 | Division 33 - Utilities | CY | 33 05 10
3305.0207 Imported Embedment/Backfill, Select Fill | Imported Embedment/Backfill, Select Fill | 3305.0207 | Division 33 - Utilities | CY | 33 05 10
3305.1001 12" Casing By Open Cut | 12" Casing By Open Cut | 3305.1001 | Division 33 - Utilities | LF | 33 05 22
3305.1002 16" Casing By Open Cut | 16" Casing By Open Cut | 3305.1002 | Division 33 - Utilities | LF | 33 05 22
3305.1003 20" Casing By Open Cut | 20" Casing By Open Cut | 3305.1003 | Division 33 - Utilities | LF | 33 05 22
3305.1004 24" Casing By Open Cut | 24" Casing By Open Cut | 3305.1004 | Division 33 - Utilities | LF | 33 05 22
3305.1005 30" Casing By Open Cut | 30" Casing By Open Cut | 3305.1005 | Division 33 - Utilities | LF | 33 05 22
3305.1006 36" Casing By Open Cut | 36" Casing By Open Cut | 3305.1006 | Division 33 - Utilities | LF | 33 05 22
3305.1007 42" Casing By Open Cut | 42" Casing By Open Cut | 3305.1007 | Division 33 - Utilities | LF | 33 05 22
3305.1008 48" Casing By Open Cut | 48" Casing By Open Cut | 3305.1008 | Division 33 - Utilities | LF | 33 05 22
3305.1009 54" Casing By Open Cut | 54" Casing By Open Cut | 3305.1009 | Division 33 - Utilities | LF | 33 05 22
3305.1010 60" Casing By Open Cut | 60" Casing By Open Cut | 3305.1010 | Division 33 - Utilities | LF | 33 05 22
3305.1011 66" Casing By Open Cut | 66" Casing By Open Cut | 3305.1011 | Division 33 - Utilities | LF | 33 05 22
3305.1012 72" Casing By Open Cut | 72" Casing By Open Cut | 3305.1012 | Division 33 - Utilities | LF | 33 05 22
3305.1101 12" Casing By Other Than Open Cut | 12" Casing By Other Than Open Cut | 3305.1101 | Division 33 - Utilities | LF | 33 05 22
3305.1102 16" Casing By Other Than Open Cut | 16" Casing By Other Than Open Cut | 3305.1102 | Division 33 - Utilities | LF | 33 05 22
3305.1103 20" Casing By Other Than Open Cut | 20" Casing By Other Than Open Cut | 3305.1103 | Division 33 - Utilities | LF | 33 05 22
3305.1104 24" Casing By Other Than Open Cut | 24" Casing By Other Than Open Cut | 3305.1104 | Division 33 - Utilities | LF | 33 05 22
3305.1105 30" Casing By Other Than Open Cut | 30" Casing By Other Than Open Cut | 3305.1105 | Division 33 - Utilities | LF | 33 05 22
3305.1106 36" Casing By Other Than Open Cut | 36" Casing By Other Than Open Cut | 3305.1106 | Division 33 - Utilities | LF | 33 05 22
3305.1107 42" Casing By Other Than Open Cut | 42" Casing By Other Than Open Cut | 3305.1107 | Division 33 - Utilities | LF | 33 05 22
3305.1108 48" Casing By Other Than Open Cut | 48" Casing By Other Than Open Cut | 3305.1108 | Division 33 - Utilities | LF | 33 05 22
3305.1109 54" Casing By Other Than Open Cut | 54" Casing By Other Than Open Cut | 3305.1109 | Division 33 - Utilities | LF | 33 05 22
3305.1110 60" Casing By Other Than Open Cut | 60" Casing By Other Than Open Cut | 3305.1110 | Division 33 - Utilities | LF | 33 05 22
3305.1111 66" Casing By Other Than Open Cut | 66" Casing By Other Than Open Cut | 3305.1111 | Division 33 - Utilities | LF | 33 05 22
3305.1112 72" Casing By Other Than Open Cut | 72" Casing By Other Than Open Cut | 3305.1112 | Division 33 - Utilities | LF | 33 05 22
3305.1201 36" Casing/Tunnel Liner Plate By Other Than Open Cut | 36" Casing/Tunnel Liner Plate By Other Than Open Cut | 3305.1201 | Division 33 - Utilities | LF | 33 05 21, 33 05 22
3305.1202 42" Casing/Tunnel Liner Plate By Other Than Open Cut | 42" Casing/Tunnel Liner Plate By Other Than Open Cut | 3305.1202 | Division 33 - Utilities | LF | 33 05 21, 33 05 22
3305.1203 48" Casing/Tunnel Liner Plate By Other Than Open Cut | 48" Casing/Tunnel Liner Plate By Other Than Open Cut | 3305.1203 | Division 33 - Utilities | LF | 33 05 21, 33 05 22
3305.1204 54" Casing/Tunnel Liner Plate By Other Than Open Cut | 54" Casing/Tunnel Liner Plate By Other Than Open Cut | 3305.1204 | Division 33 - Utilities | LF | 33 05 21, 33 05 22
3305.1205 60" Casing/Tunnel Liner Plate By Other Than Open Cut | 60" Casing/Tunnel Liner Plate By Other Than Open Cut | 3305.1205 | Division 33 - Utilities | LF | 33 05 21, 33 05 22
3305.1206 66" Casing/Tunnel Liner Plate By Other Than Open Cut | 66" Casing/Tunnel Liner Plate By Other Than Open Cut | 3305.1206 | Division 33 - Utilities | LF | 33 05 21, 33 05 22
3305.1207 72" Casing/Tunnel Liner Plate By Other Than Open Cut | 72" Casing/Tunnel Liner Plate By Other Than Open Cut | 3305.1207 | Division 33 - Utilities | LF | 33 05 21, 33 05 22
3305.1301 36" Tunnel Liner Plate By Other Than Open Cut | 36" Tunnel Liner Plate By Other Than Open Cut | 3305.1301 | Division 33 - Utilities | LF | 33 05 21
3305.1302 42" Tunnel Liner Plate By Other Than Open Cut | 42" Tunnel Liner Plate By Other Than Open Cut | 3305.1302 | Division 33 - Utilities | LF | 33 05 21
3305.1303 48" Tunnel Liner Plate By Other Than Open Cut | 48" Tunnel Liner Plate By Other Than Open Cut | 3305.1303 | Division 33 - Utilities | LF | 33 05 21
3305.1304 54" Tunnel Liner Plate By Other Than Open Cut | 54" Tunnel Liner Plate By Other Than Open Cut | 3305.1304 | Division 33 - Utilities | LF | 33 05 21
3305.1305 60" Tunnel Liner Plate By Other Than Open Cut | 60" Tunnel Liner Plate By Other Than Open Cut | 3305.1305 | Division 33 - Utilities | LF | 33 05 21
3305.1306 66" Tunnel Liner Plate By Other Than Open Cut | 66" Tunnel Liner Plate By Other Than Open Cut | 3305.1306 | Division 33 - Utilities | LF | 33 05 21
3305.1307 72" Tunnel Liner Plate By Other Than Open Cut | 72" Tunnel Liner Plate By Other Than Open Cut | 3305.1307 | Division 33 - Utilities | LF | 33 05 21
3305.2001 6" Water Carrier Pipe | 6" Water Carrier Pipe | 3305.2001 | Division 33 - Utilities | LF | 33 05 24
3305.2002 8" Water Carrier Pipe | 8" Water Carrier Pipe | 3305.2002 | Division 33 - Utilities | LF | 33 05 24
3305.2003 10" Water Carrier Pipe | 10" Water Carrier Pipe | 3305.2003 | Division 33 - Utilities | LF | 33 05 24
3305.2004 12" Water Carrier Pipe | 12" Water Carrier Pipe | 3305.2004 | Division 33 - Utilities | LF | 33 05 24
3305.2005 16" Water Carrier Pipe | 16" Water Carrier Pipe | 3305.2005 | Division 33 - Utilities | LF | 33 05 24
3305.2006 20" Water Carrier Pipe | 20" Water Carrier Pipe | 3305.2006 | Division 33 - Utilities | LF | 33 05 24
3305.2007 24" Water Carrier Pipe | 24" Water Carrier Pipe | 3305.2007 | Division 33 - Utilities | LF | 33 05 24
3305.2008 30" Water Carrier Pipe | 30" Water Carrier Pipe | 3305.2008 | Division 33 - Utilities | LF | 33 05 24
3305.2009 36" Water Carrier Pipe | 36" Water Carrier Pipe | 3305.2009 | Division 33 - Utilities | LF | 33 05 24
3305.2010 42" Water Carrier Pipe | 42" Water Carrier Pipe | 3305.2010 | Division 33 - Utilities | LF | 33 05 24
3305.2011 48" Water Carrier Pipe | 48" Water Carrier Pipe | 3305.2011 | Division 33 - Utilities | LF | 33 05 24
3305.2012 54" Water Carrier Pipe | 54" Water Carrier Pipe | 3305.2012 | Division 33 - Utilities | LF | 33 05 24
3305.2013 60" Water Carrier Pipe | 60" Water Carrier Pipe | 3305.2013 | Division 33 - Utilities | LF | 33 05 24
3305.2014 66" Water Carrier Pipe | 66" Water Carrier Pipe | 3305.2014 | Division 33 - Utilities | LF | 33 05 24
3305.2015 72" Water Carrier Pipe | 72" Water Carrier Pipe | 3305.2015 | Division 33 - Utilities | LF | 33 05 24
3305.3001 6" Sewer Carrier Pipe | 6" Sewer Carrier Pipe | 3305.3001 | Division 33 - Utilities | LF | 33 05 24
3305.3002 8" Sewer Carrier Pipe | 8" Sewer Carrier Pipe | 3305.3002 | Division 33 - Utilities | LF | 33 05 24
3305.3003 10" Sewer Carrier Pipe | 10" Sewer Carrier Pipe | 3305.3003 | Division 33 - Utilities | LF | 33 05 24
3305.3004 12" Sewer Carrier Pipe | 12" Sewer Carrier Pipe | 3305.3004 | Division 33 - Utilities | LF | 33 05 24
3305.3005 15" Sewer Carrier Pipe | 15" Sewer Carrier Pipe | 3305.3005 | Division 33 - Utilities | LF | 33 05 24
3305.3006 16" Sewer Carrier Pipe | 16" Sewer Carrier Pipe | 3305.3006 | Division 33 - Utilities | LF | 33 05 24
3305.3007 18" Sewer Carrier Pipe | 18" Sewer Carrier Pipe | 3305.3007 | Division 33 - Utilities | LF | 33 05 24
3305.3008 20" Sewer Carrier Pipe | 20" Sewer Carrier Pipe | 3305.3008 | Division 33 - Utilities | LF | 33 05 24
3305.3009 21" Sewer Carrier Pipe | 21" Sewer Carrier Pipe | 3305.3009 | Division 33 - Utilities | LF | 33 05 24
3305.3010 24" Sewer Carrier Pipe | 24" Sewer Carrier Pipe | 3305.3010 | Division 33 - Utilities | LF | 33 05 24
3305.3011 27" Sewer Carrier Pipe | 27" Sewer Carrier Pipe | 3305.3011 | Division 33 - Utilities | LF | 33 05 24
3305.3012 30" Sewer Carrier Pipe | 30" Sewer Carrier Pipe | 3305.3012 | Division 33 - Utilities | LF | 33 05 24
3305.3013 36" Sewer Carrier Pipe | 36" Sewer Carrier Pipe | 3305.3013 | Division 33 - Utilities | LF | 33 05 24
3305.3014 42" Sewer Carrier Pipe | 42" Sewer Carrier Pipe | 3305.3014 | Division 33 - Utilities | LF | 33 05 24
3305.3015 48" Sewer Carrier Pipe | 48" Sewer Carrier Pipe | 3305.3015 | Division 33 - Utilities | LF | 33 05 24
3305.3016 54" Sewer Carrier Pipe | 54" Sewer Carrier Pipe | 3305.3016 | Division 33 - Utilities | LF | 33 05 24
3305.3017 60" Sewer Carrier Pipe | 60" Sewer Carrier Pipe | 3305.3017 | Division 33 - Utilities | LF | 33 05 24
3305.3018 66" Sewer Carrier Pipe | 66" Sewer Carrier Pipe | 3305.3018 | Division 33 - Utilities | LF | 33 05 24
3305.3019 72" Sewer Carrier Pipe | 72" Sewer Carrier Pipe | 3305.3019 | Division 33 - Utilities | LF | 33 05 24
3311.0001 Ductile Iron Water Fittings w/ Restraint | Ductile Iron Water Fittings w/ Restraint | 3311.0001 | Division 33 - Utilities | TON | 33 11 11
3311.0011 Steel Fittings | Steel Fittings | 3311.0011 | Division 33 - Utilities | LS | 33 11 14
3311.0021 C303 Fittings | C303 Fittings | 3311.0021 | Division 33 - Utilities | LS | 33 11 13
3311.0031 Hydrocarbon Resistant Gaskets | Hydrocarbon Resistant Gaskets | 3311.0031 | Division 33 - Utilities | LS | 33 11 05
3311.0041 4" Water Pipe | 4" Water Pipe | 3311.0041 | Division 33 - Utilities | LF | 33 11 10, 33 11 12
3311.0042 4" Water Pipe, CSS Backfill | 4" Water Pipe, CSS Backfill | 3311.0042 | Division 33 - Utilities | LF | 33 11 10, 33 11 12
3311.0043 4" Water Pipe, Select Backfill | 4" Water Pipe, Select Backfill | 3311.0043 | Division 33 - Utilities | LF | 33 11 10, 33 11 12
3311.0044 4" Water Pipe, CLSM Backfill | 4" Water Pipe, CLSM Backfill | 3311.0044 | Division 33 - Utilities | LF | 33 11 10, 33 11 12
3311.0051 4" DIP Water | 4" DIP Water | 3311.0051 | Division 33 - Utilities | LF | 33 11 10
3311.0052 4" DIP Water, CSS Backfill | 4" DIP Water, CSS Backfill | 3311.0052 | Division 33 - Utilities | LF | 33 11 10
3311.0053 4" DIP Water, Select Backfill | 4" DIP Water, Select Backfill | 3311.0053 | Division 33 - Utilities | LF | 33 11 10
3311.0054 4" DIP Water, CLSM Backfill | 4" DIP Water, CLSM Backfill | 3311.0054 | Division 33 - Utilities | LF | 33 11 10
3311.0061 4" PVC Water Pipe | 4" PVC Water Pipe | 3311.0061 | Division 33 - Utilities | LF | 33 11 12
3311.0062 4" PVC Water Pipe, CSS Backfill | 4" PVC Water Pipe, CSS Backfill | 3311.0062 | Division 33 - Utilities | LF | 33 11 12
3311.0063 4" PVC Water Pipe, Select Backfill | 4" PVC Water Pipe, Select Backfill | 3311.0063 | Division 33 - Utilities | LF | 33 11 12
3311.0064 4" PVC Water Pipe, CLSM Backfill | 4" PVC Water Pipe, CLSM Backfill | 3311.0064 | Division 33 - Utilities | LF | 33 11 12
3311.0141 6" Water Pipe | 6" Water Pipe | 3311.0141 | Division 33 - Utilities | LF | 33 11 10, 33 11 12
3311.0142 6" Water Pipe, CSS Backfill | 6" Water Pipe, CSS Backfill | 3311.0142 | Division 33 - Utilities | LF | 33 11 10, 33 11 12
3311.0143 6" Water Pipe, Select Backfill | 6" Water Pipe, Select Backfill | 3311.0143 | Division 33 - Utilities | LF | 33 11 10, 33 11 12
3311.0144 6" Water Pipe, CLSM Backfill | 6" Water Pipe, CLSM Backfill | 3311.0144 | Division 33 - Utilities | LF | 33 11 10, 33 11 12
3311.0151 6" DIP Water | 6" DIP Water | 3311.0151 | Division 33 - Utilities | LF | 33 11 10
3311.0152 6" DIP Water, CSS Backfill | 6" DIP Water, CSS Backfill | 3311.0152 | Division 33 - Utilities | LF | 33 11 10
3311.0153 6" DIP Water, Select Backfill | 6" DIP Water, Select Backfill | 3311.0153 | Division 33 - Utilities | LF | 33 11 10
3311.0154 6" DIP Water, CLSM Backfill | 6" DIP Water, CLSM Backfill | 3311.0154 | Division 33 - Utilities | LF | 33 11 10
3311.0161 6" PVC Water Pipe | 6" PVC Water Pipe | 3311.0161 | Division 33 - Utilities | LF | 33 11 12
3311.0162 6" PVC Water Pipe, CSS Backfill | 6" PVC Water Pipe, CSS Backfill | 3311.0162 | Division 33 - Utilities | LF | 33 11 12
3311.0163 6" PVC Water Pipe, Select Backfill | 6" PVC Water Pipe, Select Backfill | 3311.0163 | Division 33 - Utilities | LF | 33 11 12
3311.0164 6" PVC Water Pipe, CLSM Backfill | 6" PVC Water Pipe, CLSM Backfill | 3311.0164 | Division 33 - Utilities | LF | 33 11 12
3311.0241 8" Water Pipe | 8" Water Pipe | 3311.0241 | Division 33 - Utilities | LF | 33 11 10, 33 11 12
3311.0242 8" Water Pipe, CSS Backfill | 8" Water Pipe, CSS Backfill | 3311.0242 | Division 33 - Utilities | LF | 33 11 10, 33 11 12
3311.0243 8" Water Pipe, Select Backfill | 8" Water Pipe, Select Backfill | 3311.0243 | Division 33 - Utilities | LF | 33 11 10, 33 11 12
3311.0244 8" Water Pipe, CLSM Backfill | 8" Water Pipe, CLSM Backfill | 3311.0244 | Division 33 - Utilities | LF | 33 11 10, 33 11 12
3311.0251 8" DIP Water | 8" DIP Water | 3311.0251 | Division 33 - Utilities | LF | 33 11 10
3311.0252 8" DIP Water, CSS Backfill | 8" DIP Water, CSS Backfill | 3311.0252 | Division 33 - Utilities | LF | 33 11 10
3311.0253 8" DIP Water, Select Backfill | 8" DIP Water, Select Backfill | 3311.0253 | Division 33 - Utilities | LF | 33 11 10
3311.0254 8" DIP Water, CLSM Backfill | 8" DIP Water, CLSM Backfill | 3311.0254 | Division 33 - Utilities | LF | 33 11 10
3311.0261 8" PVC Water Pipe | 8" PVC Water Pipe | 3311.0261 | Division 33 - Utilities | LF | 33 11 12
3311.0262 8" PVC Water Pipe, CSS Backfill | 8" PVC Water Pipe, CSS Backfill | 3311.0262 | Division 33 - Utilities | LF | 33 11 12
3311.0263 8" PVC Water Pipe, Select Backfill | 8" PVC Water Pipe, Select Backfill | 3311.0263 | Division 33 - Utilities | LF | 33 11 12
3311.0264 8" PVC Water Pipe, CLSM Backfill | 8" PVC Water Pipe, CLSM Backfill | 3311.0264 | Division 33 - Utilities | LF | 33 11 12
3311.0341 10" Water Pipe | 10" Water Pipe | 3311.0341 | Division 33 - Utilities | LF | 33 11 10, 33 11 12
3311.0342 10" Water Pipe, CSS Backfill | 10" Water Pipe, CSS Backfill | 3311.0342 | Division 33 - Utilities | LF | 33 11 10, 33 11 12
3311.0343 10" Water Pipe, Select Backfill | 10" Water Pipe, Select Backfill | 3311.0343 | Division 33 - Utilities | LF | 33 11 10, 33 11 12
3311.0344 10" Water Pipe, CLSM Backfill | 10" Water Pipe, CLSM Backfill | 3311.0344 | Division 33 - Utilities | LF | 33 11 10, 33 11 12
3311.0351 10" DIP Water | 10" DIP Water | 3311.0351 | Division 33 - Utilities | LF | 33 11 10
3311.0352 10" DIP Water, CSS Backfill | 10" DIP Water, CSS Backfill | 3311.0352 | Division 33 - Utilities | LF | 33 11 10
3311.0353 10" DIP Water, Select Backfill | 10" DIP Water, Select Backfill | 3311.0353 | Division 33 - Utilities | LF | 33 11 10
3311.0354 10" DIP Water, CLSM Backfill | 10" DIP Water, CLSM Backfill | 3311.0354 | Division 33 - Utilities | LF | 33 11 10
3311.0361 10" PVC Water Pipe | 10" PVC Water Pipe | 3311.0361 | Division 33 - Utilities | LF | 33 11 12
3311.0362 10" PVC Water Pipe, CSS Backfill | 10" PVC Water Pipe, CSS Backfill | 3311.0362 | Division 33 - Utilities | LF | 33 11 12
3311.0363 10" PVC Water Pipe, Select Backfill | 10" PVC Water Pipe, Select Backfill | 3311.0363 | Division 33 - Utilities | LF | 33 11 12
3311.0364 10" PVC Water Pipe, CLSM Backfill | 10" PVC Water Pipe, CLSM Backfill | 3311.0364 | Division 33 - Utilities | LF | 33 11 12
3311.0441 12" Water Pipe | 12" Water Pipe | 3311.0441 | Division 33 - Utilities | LF | 33 11 10, 33 11 12
3311.0442 12" Water Pipe, CSS Backfill | 12" Water Pipe, CSS Backfill | 3311.0442 | Division 33 - Utilities | LF | 33 11 10, 33 11 12
3311.0443 12" Water Pipe, Select Backfill | 12" Water Pipe, Select Backfill | 3311.0443 | Division 33 - Utilities | LF | 33 11 10, 33 11 12
3311.0444 12" Water Pipe (Restrained Joints) | 12" Water Pipe (Restrained Joints) | 3311.0444 | Division 33 - Utilities | LF | 33 11 10, 33 11 12
3311.0445 12" Water Pipe, CSS Backfill (Restrained Joints) | 12" Water Pipe, CSS Backfill (Restrained Joints) | 3311.0445 | Division 33 - Utilities | LF | 33 11 10, 33 11 12
3311.0446 12" Water Pipe, Select Backfill (Restrained Joints) | 12" Water Pipe, Select Backfill (Restrained Joints) | 3311.0446 | Division 33 - Utilities | LF | 33 11 10, 33 11 12
3311.0447 12" Water Pipe, CLSM Backfill | 12" Water Pipe, CLSM Backfill | 3311.0447 | Division 33 - Utilities | LF | 33 11 10, 33 11 12
3311.0448 12" Water Pipe, CLSM Backfill (Restrained Joints) | 12" Water Pipe, CLSM Backfill (Restrained Joints) | 3311.0448 | Division 33 - Utilities | LF | 33 11 10, 33 11 12
3311.0451 12" DIP Water | 12" DIP Water | 3311.0451 | Division 33 - Utilities | LF | 33 11 10
3311.0452 12" DIP Water, CSS Backfill | 12" DIP Water, CSS Backfill | 3311.0452 | Division 33 - Utilities | LF | 33 11 10
3311.0453 12" DIP Water, Select Backfill | 12" DIP Water, Select Backfill | 3311.0453 | Division 33 - Utilities | LF | 33 11 10
3311.0454 12" DIP Water (Restrained Joints) | 12" DIP Water (Restrained Joints) | 3311.0454 | Division 33 - Utilities | LF | 33 11 10
3311.0455 12" DIP Water, CSS Backfill (Restrained Joints) | 12" DIP Water, CSS Backfill (Restrained Joints) | 3311.0455 | Division 33 - Utilities | LF | 33 11 10
3311.0456 12" DIP Water, Select Backfill (Restrained Joints) | 12" DIP Water, Select Backfill (Restrained Joints) | 3311.0456 | Division 33 - Utilities | LF | 33 11 10
3311.0457 12" DIP Water, CLSM Backfill | 12" DIP Water, CLSM Backfill | 3311.0457 | Division 33 - Utilities | LF | 33 11 10
3311.0458 12" DIP Water, CLSM Backfill (Restrained Joints) | 12" DIP Water, CLSM Backfill (Restrained Joints) | 3311.0458 | Division 33 - Utilities | LF | 33 11 10
3311.0461 12" PVC Water Pipe | 12" PVC Water Pipe | 3311.0461 | Division 33 - Utilities | LF | 33 11 12
3311.0462 12" PVC Water Pipe, CSS Backfill | 12" PVC Water Pipe, CSS Backfill | 3311.0462 | Division 33 - Utilities | LF | 33 11 12
3311.0463 12" PVC Water Pipe, Select Backfill | 12" PVC Water Pipe, Select Backfill | 3311.0463 | Division 33 - Utilities | LF | 33 11 12
3311.0464 12" PVC Water Pipe (Restrained Joints) | 12" PVC Water Pipe (Restrained Joints) | 3311.0464 | Division 33 - Utilities | LF | 33 11 12
3311.0465 12" PVC Water Pipe, CSS Backfill (Restrained Joints) | 12" PVC Water Pipe, CSS Backfill (Restrained Joints) | 3311.0465 | Division 33 - Utilities | LF | 33 11 12
3311.0466 12" PVC Water Pipe, Select Backfill (Restrained Joints) | 12" PVC Water Pipe, Select Backfill (Restrained Joints) | 3311.0466 | Division 33 - Utilities | LF | 33 11 12
3311.0467 12" PVC Water Pipe, CLSM Backfill | 12" PVC Water Pipe, CLSM Backfill | 3311.0467 | Division 33 - Utilities | LF | 33 11 12
3311.0468 12" PVC Water Pipe, CLSM Backfill (Restrained Joints) | 12" PVC Water Pipe, CLSM Backfill (Restrained Joints) | 3311.0468 | Division 33 - Utilities | LF | 33 11 12
3311.0541 16" Water Pipe | 16" Water Pipe | 3311.0541 | Division 33 - Utilities | LF | 33 11 10, 33 11 12
3311.0542 16" Water Pipe, CSS Backfill | 16" Water Pipe, CSS Backfill | 3311.0542 | Division 33 - Utilities | LF | 33 11 10, 33 11 12
3311.0543 16" Water Pipe, Select Backfill | 16" Water Pipe, Select Backfill | 3311.0543 | Division 33 - Utilities | LF | 33 11 10, 33 11 12
3311.0544 16" Water Pipe (Restrained Joints) | 16" Water Pipe (Restrained Joints) | 3311.0544 | Division 33 - Utilities | LF | 33 11 10, 33 11 12
3311.0545 16" Water Pipe, CSS Backfill (Restrained Joints) | 16" Water Pipe, CSS Backfill (Restrained Joints) | 3311.0545 | Division 33 - Utilities | LF | 33 11 10, 33 11 12
3311.0546 16" Water Pipe, Select Backfill (Restrained Joints) | 16" Water Pipe, Select Backfill (Restrained Joints) | 3311.0546 | Division 33 - Utilities | LF | 33 11 10, 33 11 12
3311.0547 16" Water Pipe, CLSM Backfill | 16" Water Pipe, CLSM Backfill | 3311.0547 | Division 33 - Utilities | LF | 33 11 10, 33 11 12
3311.0548 16" Water Pipe, CLSM Backfill (Restrained Joints) | 16" Water Pipe, CLSM Backfill (Restrained Joints) | 3311.0548 | Division 33 - Utilities | LF | 33 11 10, 33 11 12
3311.0551 16" DIP Water | 16" DIP Water | 3311.0551 | Division 33 - Utilities | LF | 33 11 10
3311.0552 16" DIP Water, CSS Backfill | 16" DIP Water, CSS Backfill | 3311.0552 | Division 33 - Utilities | LF | 33 11 10
3311.0553 16" DIP Water, Select Backfill | 16" DIP Water, Select Backfill | 3311.0553 | Division 33 - Utilities | LF | 33 11 10
3311.0554 16" DIP Water (Restrained Joints) | 16" DIP Water (Restrained Joints) | 3311.0554 | Division 33 - Utilities | LF | 33 11 10
3311.0555 16" DIP Water, CSS Backfill (Restrained Joints) | 16" DIP Water, CSS Backfill (Restrained Joints) | 3311.0555 | Division 33 - Utilities | LF | 33 11 10
3311.0556 16" DIP Water, Select Backfill (Restrained Joints) | 16" DIP Water, Select Backfill (Restrained Joints) | 3311.0556 | Division 33 - Utilities | LF | 33 11 10
3311.0557 16" DIP Water, CLSM Backfill | 16" DIP Water, CLSM Backfill | 3311.0557 | Division 33 - Utilities | LF | 33 11 10
3311.0558 16" DIP Water, CLSM Backfill (Restrained Joints) | 16" DIP Water, CLSM Backfill (Restrained Joints) | 3311.0558 | Division 33 - Utilities | LF | 33 11 10
3311.0561 16" PVC C905 Water Pipe | 16" PVC C905 Water Pipe | 3311.0561 | Division 33 - Utilities | LF | 33 11 12
3311.0562 16" PVC C905 Water Pipe, CSS Backfill | 16" PVC C905 Water Pipe, CSS Backfill | 3311.0562 | Division 33 - Utilities | LF | 33 11 12
3311.0563 16" PVC C905 Water Pipe, Select Backfill | 16" PVC C905 Water Pipe, Select Backfill | 3311.0563 | Division 33 - Utilities | LF | 33 11 12
3311.0564 16" PVC C905 Water Pipe (Restrained Joints) | 16" PVC C905 Water Pipe (Restrained Joints) | 3311.0564 | Division 33 - Utilities | LF | 33 11 12
3311.0565 16" PVC C905 Water Pipe, CSS Backfill (Restrained Joints) | 16" PVC C905 Water Pipe, CSS Backfill (Restrained Joints) | 3311.0565 | Division 33 - Utilities | LF | 33 11 12
3311.0566 16" PVC C905 Water Pipe, Select Backfill (Restrained Joints) | 16" PVC C905 Water Pipe, Select Backfill (Restrained Joints) | 3311.0566 | Division 33 - Utilities | LF | 33 11 12
3311.0567 16" PVC C905 Water Pipe, CLSM Backfill | 16" PVC C905 Water Pipe, CLSM Backfill | 3311.0567 | Division 33 - Utilities | LF | 33 11 12
3311.0568 16" PVC C905 Water Pipe, CLSM Backfill (Restrained Joints) | 16" PVC C905 Water Pipe, CLSM Backfill (Restrained Joints) | 3311.0568 | Division 33 - Utilities | LF | 33 11 12
3311.0641 24" Water Pipe | 24" Water Pipe | 3311.0641 | Division 33 - Utilities | LF | 33 11 10, 33 11 12, 33 11 13, 33 11 14
3311.0642 24" Water Pipe, CSS Backfill | 24" Water Pipe, CSS Backfill | 3311.0642 | Division 33 - Utilities | LF | 33 11 10, 33 11 12, 33 11 13, 33 11 14
3311.0643 24" Water Pipe, Select Backfill | 24" Water Pipe, Select Backfill | 3311.0643 | Division 33 - Utilities | LF | 33 11 10, 33 11 12, 33 11 13, 33 11 14
3311.0644 24" Water Pipe (Restrained Joints) | 24" Water Pipe (Restrained Joints) | 3311.0644 | Division 33 - Utilities | LF | 33 11 10, 33 11 12, 33 11 13, 33 11 14
3311.0645 24" Water Pipe, CSS Backfill (Restrained Joints) | 24" Water Pipe, CSS Backfill (Restrained Joints) | 3311.0645 | Division 33 - Utilities | LF | 33 11 10, 33 11 12, 33 11 13, 33 11 14
3311.0646 24" Water Pipe, Select Backfill (Restrained Joints) | 24" Water Pipe, Select Backfill (Restrained Joints) | 3311.0646 | Division 33 - Utilities | LF | 33 11 10, 33 11 12, 33 11 13, 33 11 14
3311.0647 24" Water Pipe, CLSM Backfill | 24" Water Pipe, CLSM Backfill | 3311.0647 | Division 33 - Utilities | LF | 33 11 10, 33 11 12, 33 11 13, 33 11 14
3311.0648 24" Water Pipe, CLSM Backfill (Restrained Joints) | 24" Water Pipe, CLSM Backfill (Restrained Joints) | 3311.0648 | Division 33 - Utilities | LF | 33 11 10, 33 11 12, 33 11 13, 33 11 14
3311.0651 24" DIP Water | 24" DIP Water | 3311.0651 | Division 33 - Utilities | LF | 33 11 10
3311.0652 24" DIP Water, CSS Backfill | 24" DIP Water, CSS Backfill | 3311.0652 | Division 33 - Utilities | LF | 33 11 10
3311.0653 24" DIP Water, Select Backfill | 24" DIP Water, Select Backfill | 3311.0653 | Division 33 - Utilities | LF | 33 11 10
3311.0654 24" DIP Water (Restrained Joints) | 24" DIP Water (Restrained Joints) | 3311.0654 | Division 33 - Utilities | LF | 33 11 10
3311.0655 24" DIP Water, CSS Backfill (Restrained Joints) | 24" DIP Water, CSS Backfill (Restrained Joints) | 3311.0655 | Division 33 - Utilities | LF | 33 11 10
3311.0656 24" DIP Water, Select Backfill (Restrained Joints) | 24" DIP Water, Select Backfill (Restrained Joints) | 3311.0656 | Division 33 - Utilities | LF | 33 11 10
3311.0657 24" DIP Water, CLSM Backfill | 24" DIP Water, CLSM Backfill | 3311.0657 | Division 33 - Utilities | LF | 33 11 10
3311.0658 24" DIP Water, CLSM Backfill (Restrained Joints) | 24" DIP Water, CLSM Backfill (Restrained Joints) | 3311.0658 | Division 33 - Utilities | LF | 33 11 10
3311.0661 24" PVC C905 Water Pipe | 24" PVC C905 Water Pipe | 3311.0661 | Division 33 - Utilities | LF | 33 11 12
3311.0662 24" PVC C905 Water Pipe, CSS Backfill | 24" PVC C905 Water Pipe, CSS Backfill | 3311.0662 | Division 33 - Utilities | LF | 33 11 12
3311.0663 24" PVC C905 Water Pipe, Select Backfill | 24" PVC C905 Water Pipe, Select Backfill | 3311.0663 | Division 33 - Utilities | LF | 33 11 12
3311.0664 24" PVC C905 Water Pipe (Restrained Joints) | 24" PVC C905 Water Pipe (Restrained Joints) | 3311.0664 | Division 33 - Utilities | LF | 33 11 12
3311.0665 24" PVC C905 Water Pipe, CSS Backfill (Restrained Joints) | 24" PVC C905 Water Pipe, CSS Backfill (Restrained Joints) | 3311.0665 | Division 33 - Utilities | LF | 33 11 12
3311.0666 24" PVC C905 Water Pipe, Select Backfill (Restrained Joints) | 24" PVC C905 Water Pipe, Select Backfill (Restrained Joints) | 3311.0666 | Division 33 - Utilities | LF | 33 11 12
3311.0667 24" PVC C905 Water Pipe, CLSM Backfill | 24" PVC C905 Water Pipe, CLSM Backfill | 3311.0667 | Division 33 - Utilities | LF | 33 11 12
3311.0668 24" PVC C905 Water Pipe, CLSM Backfill (Restrained Joints) | 24" PVC C905 Water Pipe, CLSM Backfill (Restrained Joints) | 3311.0668 | Division 33 - Utilities | LF | 33 11 12
3311.0671 24" Steel AWWA C200 Water Pipe | 24" Steel AWWA C200 Water Pipe | 3311.0671 | Division 33 - Utilities | LF | 33 11 14
3311.0672 24" Steel AWWA C200 Water Pipe, CSS Backfill | 24" Steel AWWA C200 Water Pipe, CSS Backfill | 3311.0672 | Division 33 - Utilities | LF | 33 11 14
3311.0673 24" Steel AWWA C200 Water Pipe, Select Backfill | 24" Steel AWWA C200 Water Pipe, Select Backfill | 3311.0673 | Division 33 - Utilities | LF | 33 11 14
3311.0674 24" Steel AWWA C200 Water Pipe (Restrained Joints) | 24" Steel AWWA C200 Water Pipe (Restrained Joints) | 3311.0674 | Division 33 - Utilities | LF | 33 11 14
3311.0675 24" Steel AWWA C200 Water Pipe, CSS Backfill (Restrained Joints) | 24" Steel AWWA C200 Water Pipe, CSS Backfill (Restrained Joints) | 3311.0675 | Division 33 - Utilities | LF | 33 11 14
3311.0676 24" Steel AWWA C200 Water Pipe, Select Backfill (Restrained Joints) | 24" Steel AWWA C200 Water Pipe, Select Backfill (Restrained Joints) | 3311.0676 | Division 33 - Utilities | LF | 33 11 14
3311.0677 24" Steel AWWA C200 Water Pipe, CLSM Backfill | 24" Steel AWWA C200 Water Pipe, CLSM Backfill | 3311.0677 | Division 33 - Utilities | LF | 33 11 14
3311.0678 24" Steel AWWA C200 Water Pipe, CLSM Backfill (Restrained Joints) | 24" Steel AWWA C200 Water Pipe, CLSM Backfill (Restrained Joints) | 3311.0678 | Division 33 - Utilities | LF | 33 11 14
3311.0681 24" Concrete AWWA C303 Water Pipe | 24" Concrete AWWA C303 Water Pipe | 3311.0681 | Division 33 - Utilities | LF | 33 11 13
3311.0682 24" Concrete AWWA C303 Water Pipe, CSS Backfill | 24" Concrete AWWA C303 Water Pipe, CSS Backfill | 3311.0682 | Division 33 - Utilities | LF | 33 11 13
3311.0683 24" Concrete AWWA C303 Water Pipe, Select Backfill | 24" Concrete AWWA C303 Water Pipe, Select Backfill | 3311.0683 | Division 33 - Utilities | LF | 33 11 13
3311.0684 24" Concrete AWWA C303 Water Pipe (Restrained Joints) | 24" Concrete AWWA C303 Water Pipe (Restrained Joints) | 3311.0684 | Division 33 - Utilities | LF | 33 11 13
3311.0685 24" Concrete AWWA C303 Water Pipe, CSS Backfill (Restrained Joints) | 24" Concrete AWWA C303 Water Pipe, CSS Backfill (Restrained Joints) | 3311.0685 | Division 33 - Utilities | LF | 33 11 13
3311.0686 24" Concrete AWWA C303 Water Pipe, Select Backfill (Restrained Joints) | 24" Concrete AWWA C303 Water Pipe, Select Backfill (Restrained Joints) | 3311.0686 | Division 33 - Utilities | LF | 33 11 13
3311.0687 24" Concrete AWWA C303 Water Pipe, CLSM Backfill | 24" Concrete AWWA C303 Water Pipe, CLSM Backfill | 3311.0687 | Division 33 - Utilities | LF | 33 11 13
3311.0688 24" Concrete AWWA C303 Water Pipe, CLSM Backfill (Restrained Joints) | 24" Concrete AWWA C303 Water Pipe, CLSM Backfill (Restrained Joints) | 3311.0688 | Division 33 - Utilities | LF | 33 11 13
3311.0741 30" Water Pipe | 30" Water Pipe | 3311.0741 | Division 33 - Utilities | LF | 33 11 10, 33 11 13, 33 11 14
3311.0742 30" Water Pipe, CSS Backfill | 30" Water Pipe, CSS Backfill | 3311.0742 | Division 33 - Utilities | LF | 33 11 10, 33 11 13, 33 11 14
3311.0743 30" Water Pipe, Select Backfill | 30" Water Pipe, Select Backfill | 3311.0743 | Division 33 - Utilities | LF | 33 11 10, 33 11 13, 33 11 14
3311.0744 30" Water Pipe (Restrained Joints) | 30" Water Pipe (Restrained Joints) | 3311.0744 | Division 33 - Utilities | LF | 33 11 10, 33 11 13, 33 11 14
3311.0745 30" Water Pipe, CSS Backfill (Restrained Joints) | 30" Water Pipe, CSS Backfill (Restrained Joints) | 3311.0745 | Division 33 - Utilities | LF | 33 11 10, 33 11 13, 33 11 14
3311.0746 30" Water Pipe, Select Backfill (Restrained Joints) | 30" Water Pipe, Select Backfill (Restrained Joints) | 3311.0746 | Division 33 - Utilities | LF | 33 11 10, 33 11 13, 33 11 14
3311.0747 30" Water Pipe, CLSM Backfill | 30" Water Pipe, CLSM Backfill | 3311.0747 | Division 33 - Utilities | LF | 33 11 10, 33 11 13, 33 11 14
3311.0748 30" Water Pipe, CLSM Backfill (Restrained Joints) | 30" Water Pipe, CLSM Backfill (Restrained Joints) | 3311.0748 | Division 33 - Utilities | LF | 33 11 10, 33 11 13, 33 11 14
3311.0751 30" DIP Water | 30" DIP Water | 3311.0751 | Division 33 - Utilities | LF | 33 11 10
3311.0752 30" DIP Water, CSS Backfill | 30" DIP Water, CSS Backfill | 3311.0752 | Division 33 - Utilities | LF | 33 11 10
3311.0753 30" DIP Water, Select Backfill | 30" DIP Water, Select Backfill | 3311.0753 | Division 33 - Utilities | LF | 33 11 10
3311.0754 30" DIP Water (Restrained Joints) | 30" DIP Water (Restrained Joints) | 3311.0754 | Division 33 - Utilities | LF | 33 11 10
3311.0755 30" DIP Water, CSS Backfill (Restrained Joints) | 30" DIP Water, CSS Backfill (Restrained Joints) | 3311.0755 | Division 33 - Utilities | LF | 33 11 10
3311.0756 30" DIP Water, Select Backfill (Restrained Joints) | 30" DIP Water, Select Backfill (Restrained Joints) | 3311.0756 | Division 33 - Utilities | LF | 33 11 10
3311.0757 30" DIP Water, CLSM Backfill | 30" DIP Water, CLSM Backfill | 3311.0757 | Division 33 - Utilities | LF | 33 11 10
3311.0758 30" DIP Water, CLSM Backfill (Restrained Joints) | 30" DIP Water, CLSM Backfill (Restrained Joints) | 3311.0758 | Division 33 - Utilities | LF | 33 11 10
3311.0761 30" Steel AWWA C200 Water Pipe | 30" Steel AWWA C200 Water Pipe | 3311.0761 | Division 33 - Utilities | LF | 33 11 14
3311.0762 30" Steel AWWA C200 Water Pipe, CSS Backfill | 30" Steel AWWA C200 Water Pipe, CSS Backfill | 3311.0762 | Division 33 - Utilities | LF | 33 11 14
3311.0763 30" Steel AWWA C200 Water Pipe, Select Backfill | 30" Steel AWWA C200 Water Pipe, Select Backfill | 3311.0763 | Division 33 - Utilities | LF | 33 11 14
3311.0764 30" Steel AWWA C200 Water Pipe (Restrained Joints) | 30" Steel AWWA C200 Water Pipe (Restrained Joints) | 3311.0764 | Division 33 - Utilities | LF | 33 11 14
3311.0765 30" Steel AWWA C200 Water Pipe, CSS Backfill (Restrained Joints) | 30" Steel AWWA C200 Water Pipe, CSS Backfill (Restrained Joints) | 3311.0765 | Division 33 - Utilities | LF | 33 11 14
3311.0766 30" Steel AWWA C200 Water Pipe, Select Backfill (Restrained Joints) | 30" Steel AWWA C200 Water Pipe, Select Backfill (Restrained Joints) | 3311.0766 | Division 33 - Utilities | LF | 33 11 14
3311.0767 30" Steel AWWA C200 Water Pipe, CLSM Backfill | 30" Steel AWWA C200 Water Pipe, CLSM Backfill | 3311.0767 | Division 33 - Utilities | LF | 33 11 14
3311.0768 30" Steel AWWA C200 Water Pipe, CLSM Backfill (Restrained Joints) | 30" Steel AWWA C200 Water Pipe, CLSM Backfill (Restrained Joints) | 3311.0768 | Division 33 - Utilities | LF | 33 11 14
3311.0771 30" Concrete AWWA C303 Water Pipe | 30" Concrete AWWA C303 Water Pipe | 3311.0771 | Division 33 - Utilities | LF | 33 11 13
3311.0772 30" Concrete AWWA C303 Water Pipe, CSS Backfill | 30" Concrete AWWA C303 Water Pipe, CSS Backfill | 3311.0772 | Division 33 - Utilities | LF | 33 11 13
3311.0773 30" Concrete AWWA C303 Water Pipe, Select Backfill | 30" Concrete AWWA C303 Water Pipe, Select Backfill | 3311.0773 | Division 33 - Utilities | LF | 33 11 13
3311.0774 30" Concrete AWWA C303 Water Pipe (Restrained Joints) | 30" Concrete AWWA C303 Water Pipe (Restrained Joints) | 3311.0774 | Division 33 - Utilities | LF | 33 11 13
3311.0775 30" Concrete AWWA C303 Water Pipe, CSS Backfill (Restrained Joints) | 30" Concrete AWWA C303 Water Pipe, CSS Backfill (Restrained Joints) | 3311.0775 | Division 33 - Utilities | LF | 33 11 13
3311.0776 30" Concrete AWWA C303 Water Pipe, Select Backfill (Restrained Joints) | 30" Concrete AWWA C303 Water Pipe, Select Backfill (Restrained Joints) | 3311.0776 | Division 33 - Utilities | LF | 33 11 13
3311.0777 30" Concrete AWWA C303 Water Pipe, CLSM Backfill | 30" Concrete AWWA C303 Water Pipe, CLSM Backfill | 3311.0777 | Division 33 - Utilities | LF | 33 11 13
3311.0778 30" Concrete AWWA C303 Water Pipe, CLSM Backfill (Restrained Joints) | 30" Concrete AWWA C303 Water Pipe, CLSM Backfill (Restrained Joints) | 3311.0778 | Division 33 - Utilities | LF | 33 11 13
3311.0841 36" Water Pipe | 36" Water Pipe | 3311.0841 | Division 33 - Utilities | LF | 33 11 10, 33 11 13, 33 11 14
3311.0842 36" Water Pipe, CSS Backfill | 36" Water Pipe, CSS Backfill | 3311.0842 | Division 33 - Utilities | LF | 33 11 10, 33 11 13, 33 11 14
3311.0843 36" Water Pipe, Select Backfill | 36" Water Pipe, Select Backfill | 3311.0843 | Division 33 - Utilities | LF | 33 11 10, 33 11 13, 33 11 14
3311.0844 36" Water Pipe (Restrained Joints) | 36" Water Pipe (Restrained Joints) | 3311.0844 | Division 33 - Utilities | LF | 33 11 10, 33 11 13, 33 11 14
3311.0845 36" Water Pipe, CSS Backfill (Restrained Joints) | 36" Water Pipe, CSS Backfill (Restrained Joints) | 3311.0845 | Division 33 - Utilities | LF | 33 11 10, 33 11 13, 33 11 14
3311.0846 36" Water Pipe, Select Backfill (Restrained Joints) | 36" Water Pipe, Select Backfill (Restrained Joints) | 3311.0846 | Division 33 - Utilities | LF | 33 11 10, 33 11 13, 33 11 14
3311.0847 36" Water Pipe, CLSM Backfill | 36" Water Pipe, CLSM Backfill | 3311.0847 | Division 33 - Utilities | LF | 33 11 10, 33 11 13, 33 11 14
3311.0848 36" Water Pipe, CLSM Backfill (Restrained Joints) | 36" Water Pipe, CLSM Backfill (Restrained Joints) | 3311.0848 | Division 33 - Utilities | LF | 33 11 10, 33 11 13, 33 11 14
3311.0851 36" DIP Water | 36" DIP Water | 3311.0851 | Division 33 - Utilities | LF | 33 11 10
3311.0852 36" DIP Water, CSS Backfill | 36" DIP Water, CSS Backfill | 3311.0852 | Division 33 - Utilities | LF | 33 11 10
3311.0853 36" DIP Water, Select Backfill | 36" DIP Water, Select Backfill | 3311.0853 | Division 33 - Utilities | LF | 33 11 10
3311.0854 36" DIP Water (Restrained Joints) | 36" DIP Water (Restrained Joints) | 3311.0854 | Division 33 - Utilities | LF | 33 11 10
3311.0855 36" DIP Water, CSS Backfill (Restrained Joints) | 36" DIP Water, CSS Backfill (Restrained Joints) | 3311.0855 | Division 33 - Utilities | LF | 33 11 10
3311.0856 36" DIP Water, Select Backfill (Restrained Joints) | 36" DIP Water, Select Backfill (Restrained Joints) | 3311.0856 | Division 33 - Utilities | LF | 33 11 10
3311.0857 36" DIP Water, CLSM Backfill | 36" DIP Water, CLSM Backfill | 3311.0857 | Division 33 - Utilities | LF | 33 11 10
3311.0858 36" DIP Water, CLSM Backfill (Restrained Joints) | 36" DIP Water, CLSM Backfill (Restrained Joints) | 3311.0858 | Division 33 - Utilities | LF | 33 11 10
3311.0861 36" Steel AWWA C200 Water Pipe | 36" Steel AWWA C200 Water Pipe | 3311.0861 | Division 33 - Utilities | LF | 33 11 14
3311.0862 36" Steel AWWA C200 Water Pipe, CSS Backfill | 36" Steel AWWA C200 Water Pipe, CSS Backfill | 3311.0862 | Division 33 - Utilities | LF | 33 11 14
3311.0863 36" Steel AWWA C200 Water Pipe, Select Backfill | 36" Steel AWWA C200 Water Pipe, Select Backfill | 3311.0863 | Division 33 - Utilities | LF | 33 11 14
3311.0864 36" Steel AWWA C200 Water Pipe (Restrained Joints) | 36" Steel AWWA C200 Water Pipe (Restrained Joints) | 3311.0864 | Division 33 - Utilities | LF | 33 11 14
3311.0865 36" Steel AWWA C200 Water Pipe, CSS Backfill (Restrained Joints) | 36" Steel AWWA C200 Water Pipe, CSS Backfill (Restrained Joints) | 3311.0865 | Division 33 - Utilities | LF | 33 11 14
3311.0866 36" Steel AWWA C200 Water Pipe, Select Backfill (Restrained Joints) | 36" Steel AWWA C200 Water Pipe, Select Backfill (Restrained Joints) | 3311.0866 | Division 33 - Utilities | LF | 33 11 14
3311.0867 36" Steel AWWA C200 Water Pipe, CLSM Backfill | 36" Steel AWWA C200 Water Pipe, CLSM Backfill | 3311.0867 | Division 33 - Utilities | LF | 33 11 14
3311.0868 36" Steel AWWA C200 Water Pipe, CLSM Backfill (Restrained Joints) | 36" Steel AWWA C200 Water Pipe, CLSM Backfill (Restrained Joints) | 3311.0868 | Division 33 - Utilities | LF | 33 11 14
3311.0871 36" Concrete AWWA C303 Water Pipe | 36" Concrete AWWA C303 Water Pipe | 3311.0871 | Division 33 - Utilities | LF | 33 11 13
3311.0872 36" Concrete AWWA C303 Water Pipe, CSS Backfill | 36" Concrete AWWA C303 Water Pipe, CSS Backfill | 3311.0872 | Division 33 - Utilities | LF | 33 11 13
3311.0873 36" Concrete AWWA C303 Water Pipe, Select Backfill | 36" Concrete AWWA C303 Water Pipe, Select Backfill | 3311.0873 | Division 33 - Utilities | LF | 33 11 13
3311.0874 36" Concrete AWWA C303 Water Pipe (Restrained Joints) | 36" Concrete AWWA C303 Water Pipe (Restrained Joints) | 3311.0874 | Division 33 - Utilities | LF | 33 11 13
3311.0875 36" Concrete AWWA C303 Water Pipe, CSS Backfill (Restrained Joints) | 36" Concrete AWWA C303 Water Pipe, CSS Backfill (Restrained Joints) | 3311.0875 | Division 33 - Utilities | LF | 33 11 13
3311.0876 36" Concrete AWWA C303 Water Pipe, Select Backfill (Restrained Joints) | 36" Concrete AWWA C303 Water Pipe, Select Backfill (Restrained Joints) | 3311.0876 | Division 33 - Utilities | LF | 33 11 13
3311.0877 36" Concrete AWWA C303 Water Pipe, CLSM Backfill | 36" Concrete AWWA C303 Water Pipe, CLSM Backfill | 3311.0877 | Division 33 - Utilities | LF | 33 11 13
3311.0878 36" Concrete AWWA C303 Water Pipe, CLSM Backfill (Restrained Joints) | 36" Concrete AWWA C303 Water Pipe, CLSM Backfill (Restrained Joints) | 3311.0878 | Division 33 - Utilities | LF | 33 11 13
3311.0941 42" Water Pipe | 42" Water Pipe | 3311.0941 | Division 33 - Utilities | LF | 33 11 10, 33 11 13, 33 11 14
3311.0942 42" Water Pipe, CSS Backfill | 42" Water Pipe, CSS Backfill | 3311.0942 | Division 33 - Utilities | LF | 33 11 10, 33 11 13, 33 11 14
3311.0943 42" Water Pipe, Select Backfill | 42" Water Pipe, Select Backfill | 3311.0943 | Division 33 - Utilities | LF | 33 11 10, 33 11 13, 33 11 14
3311.0944 42" Water Pipe (Restrained Joints) | 42" Water Pipe (Restrained Joints) | 3311.0944 | Division 33 - Utilities | LF | 33 11 10, 33 11 13, 33 11 14
3311.0945 42" Water Pipe, CSS Backfill (Restrained Joints) | 42" Water Pipe, CSS Backfill (Restrained Joints) | 3311.0945 | Division 33 - Utilities | LF | 33 11 10, 33 11 13, 33 11 14
3311.0946 42" Water Pipe, Select Backfill (Restrained Joints) | 42" Water Pipe, Select Backfill (Restrained Joints) | 3311.0946 | Division 33 - Utilities | LF | 33 11 10, 33 11 13, 33 11 14
3311.0947 42" Water Pipe, CLSM Backfill | 42" Water Pipe, CLSM Backfill | 3311.0947 | Division 33 - Utilities | LF | 33 11 10, 33 11 13, 33 11 14
3311.0948 42" Water Pipe, CLSM Backfill (Restrained Joints) | 42" Water Pipe, CLSM Backfill (Restrained Joints) | 3311.0948 | Division 33 - Utilities | LF | 33 11 10, 33 11 13, 33 11 14
3311.0951 42" DIP Water | 42" DIP Water | 3311.0951 | Division 33 - Utilities | LF | 33 11 10
3311.0952 42" DIP Water, CSS Backfill | 42" DIP Water, CSS Backfill | 3311.0952 | Division 33 - Utilities | LF | 33 11 10
3311.0953 42" DIP Water, Select Backfill | 42" DIP Water, Select Backfill | 3311.0953 | Division 33 - Utilities | LF | 33 11 10
3311.0954 42" DIP Water (Restrained Joints) | 42" DIP Water (Restrained Joints) | 3311.0954 | Division 33 - Utilities | LF | 33 11 10
3311.0955 42" DIP Water, CSS Backfill (Restrained Joints) | 42" DIP Water, CSS Backfill (Restrained Joints) | 3311.0955 | Division 33 - Utilities | LF | 33 11 10
3311.0956 42" DIP Water, Select Backfill (Restrained Joints) | 42" DIP Water, Select Backfill (Restrained Joints) | 3311.0956 | Division 33 - Utilities | LF | 33 11 10
3311.0957 42" DIP Water, CLSM Backfill | 42" DIP Water, CLSM Backfill | 3311.0957 | Division 33 - Utilities | LF | 33 11 10
3311.0958 42" DIP Water, CLSM Backfill (Restrained Joints) | 42" DIP Water, CLSM Backfill (Restrained Joints) | 3311.0958 | Division 33 - Utilities | LF | 33 11 10
3311.0961 42" Steel AWWA C200 Water Pipe | 42" Steel AWWA C200 Water Pipe | 3311.0961 | Division 33 - Utilities | LF | 33 11 14
3311.0962 42" Steel AWWA C200 Water Pipe, CSS Backfill | 42" Steel AWWA C200 Water Pipe, CSS Backfill | 3311.0962 | Division 33 - Utilities | LF | 33 11 14
3311.0963 42" Steel AWWA C200 Water Pipe, Select Backfill | 42" Steel AWWA C200 Water Pipe, Select Backfill | 3311.0963 | Division 33 - Utilities | LF | 33 11 14
3311.0964 42" Steel AWWA C200 Water Pipe (Restrained Joints) | 42" Steel AWWA C200 Water Pipe (Restrained Joints) | 3311.0964 | Division 33 - Utilities | LF | 33 11 14
3311.0965 42" Steel AWWA C200 Water Pipe, CSS Backfill (Restrained Joints) | 42" Steel AWWA C200 Water Pipe, CSS Backfill (Restrained Joints) | 3311.0965 | Division 33 - Utilities | LF | 33 11 14
3311.0966 42" Steel AWWA C200 Water Pipe, Select Backfill (Restrained Joints) | 42" Steel AWWA C200 Water Pipe, Select Backfill (Restrained Joints) | 3311.0966 | Division 33 - Utilities | LF | 33 11 14
3311.0967 42" Steel AWWA C200 Water Pipe, CLSM Backfill | 42" Steel AWWA C200 Water Pipe, CLSM Backfill | 3311.0967 | Division 33 - Utilities | LF | 33 11 14
3311.0968 42" Steel AWWA C200 Water Pipe, CLSM Backfill (Restrained Joints) | 42" Steel AWWA C200 Water Pipe, CLSM Backfill (Restrained Joints) | 3311.0968 | Division 33 - Utilities | LF | 33 11 14
3311.0971 42" Concrete AWWA C303 Water Pipe | 42" Concrete AWWA C303 Water Pipe | 3311.0971 | Division 33 - Utilities | LF | 33 11 13
3311.0972 42" Concrete AWWA C303 Water Pipe, CSS Backfill | 42" Concrete AWWA C303 Water Pipe, CSS Backfill | 3311.0972 | Division 33 - Utilities | LF | 33 11 13
3311.0973 42" Concrete AWWA C303 Water Pipe, Select Backfill | 42" Concrete AWWA C303 Water Pipe, Select Backfill | 3311.0973 | Division 33 - Utilities | LF | 33 11 13
3311.0974 42" Concrete AWWA C303 Water Pipe (Restrained Joints) | 42" Concrete AWWA C303 Water Pipe (Restrained Joints) | 3311.0974 | Division 33 - Utilities | LF | 33 11 13
3311.0975 42" Concrete AWWA C303 Water Pipe, CSS Backfill (Restrained Joints) | 42" Concrete AWWA C303 Water Pipe, CSS Backfill (Restrained Joints) | 3311.0975 | Division 33 - Utilities | LF | 33 11 13
3311.0976 42" Concrete AWWA C303 Water Pipe, Select Backfill (Restrained Joints) | 42" Concrete AWWA C303 Water Pipe, Select Backfill (Restrained Joints) | 3311.0976 | Division 33 - Utilities | LF | 33 11 13
3311.0977 42" Concrete AWWA C303 Water Pipe, CLSM Backfill | 42" Concrete AWWA C303 Water Pipe, CLSM Backfill | 3311.0977 | Division 33 - Utilities | LF | 33 11 13
3311.0978 42" Concrete AWWA C303 Water Pipe, CLSM Backfill (Restrained Joints) | 42" Concrete AWWA C303 Water Pipe, CLSM Backfill (Restrained Joints) | 3311.0978 | Division 33 - Utilities | LF | 33 11 13
3311.1041 48" Water Pipe | 48" Water Pipe | 3311.1041 | Division 33 - Utilities | LF | 33 11 10, 33 11 13, 33 11 14
3311.1042 48" Water Pipe, CSS Backfill | 48" Water Pipe, CSS Backfill | 3311.1042 | Division 33 - Utilities | LF | 33 11 10, 33 11 13, 33 11 14
3311.1043 48" Water Pipe, Select Backfill | 48" Water Pipe, Select Backfill | 3311.1043 | Division 33 - Utilities | LF | 33 11 10, 33 11 13, 33 11 14
3311.1044 48" Water Pipe (Restrained Joints) | 48" Water Pipe (Restrained Joints) | 3311.1044 | Division 33 - Utilities | LF | 33 11 10, 33 11 13, 33 11 14
3311.1045 48" Water Pipe, CSS Backfill (Restrained Joints) | 48" Water Pipe, CSS Backfill (Restrained Joints) | 3311.1045 | Division 33 - Utilities | LF | 33 11 10, 33 11 13, 33 11 14
3311.1046 48" Water Pipe, Select Backfill (Restrained Joints) | 48" Water Pipe, Select Backfill (Restrained Joints) | 3311.1046 | Division 33 - Utilities | LF | 33 11 10, 33 11 13, 33 11 14
3311.1047 48" Water Pipe, CLSM Backfill | 48" Water Pipe, CLSM Backfill | 3311.1047 | Division 33 - Utilities | LF | 33 11 10, 33 11 13, 33 11 14
3311.1048 48" Water Pipe, CLSM Backfill (Restrained Joints) | 48" Water Pipe, CLSM Backfill (Restrained Joints) | 3311.1048 | Division 33 - Utilities | LF | 33 11 10, 33 11 13, 33 11 14
3311.1051 48" DIP Water | 48" DIP Water | 3311.1051 | Division 33 - Utilities | LF | 33 11 10
3311.1052 48" DIP Water, CSS Backfill | 48" DIP Water, CSS Backfill | 3311.1052 | Division 33 - Utilities | LF | 33 11 10
3311.1053 48" DIP Water, Select Backfill | 48" DIP Water, Select Backfill | 3311.1053 | Division 33 - Utilities | LF | 33 11 10
3311.1054 48" DIP Water (Restrained Joints) | 48" DIP Water (Restrained Joints) | 3311.1054 | Division 33 - Utilities | LF | 33 11 10
3311.1055 48" DIP Water, CSS Backfill (Restrained Joints) | 48" DIP Water, CSS Backfill (Restrained Joints) | 3311.1055 | Division 33 - Utilities | LF | 33 11 10
3311.1056 48" DIP Water, Select Backfill (Restrained Joints) | 48" DIP Water, Select Backfill (Restrained Joints) | 3311.1056 | Division 33 - Utilities | LF | 33 11 10
3311.1057 48" DIP Water, CLSM Backfill | 48" DIP Water, CLSM Backfill | 3311.1057 | Division 33 - Utilities | LF | 33 11 10
3311.1058 48" DIP Water, CLSM Backfill (Restrained Joints) | 48" DIP Water, CLSM Backfill (Restrained Joints) | 3311.1058 | Division 33 - Utilities | LF | 33 11 10
3311.1061 48" Steel AWWA C200 Water Pipe | 48" Steel AWWA C200 Water Pipe | 3311.1061 | Division 33 - Utilities | LF | 33 11 14
3311.1062 48" Steel AWWA C200 Water Pipe, CSS Backfill | 48" Steel AWWA C200 Water Pipe, CSS Backfill | 3311.1062 | Division 33 - Utilities | LF | 33 11 14
3311.1063 48" Steel AWWA C200 Water Pipe, Select Backfill | 48" Steel AWWA C200 Water Pipe, Select Backfill | 3311.1063 | Division 33 - Utilities | LF | 33 11 14
3311.1064 48" Steel AWWA C200 Water Pipe (Restrained Joints) | 48" Steel AWWA C200 Water Pipe (Restrained Joints) | 3311.1064 | Division 33 - Utilities | LF | 33 11 14
3311.1065 48" Steel AWWA C200 Water Pipe, CSS Backfill (Restrained Joints) | 48" Steel AWWA C200 Water Pipe, CSS Backfill (Restrained Joints) | 3311.1065 | Division 33 - Utilities | LF | 33 11 14
3311.1066 48" Steel AWWA C200 Water Pipe, Select Backfill (Restrained Joints) | 48" Steel AWWA C200 Water Pipe, Select Backfill (Restrained Joints) | 3311.1066 | Division 33 - Utilities | LF | 33 11 14
3311.1067 48" Steel AWWA C200 Water Pipe, CLSM Backfill | 48" Steel AWWA C200 Water Pipe, CLSM Backfill | 3311.1067 | Division 33 - Utilities | LF | 33 11 14
3311.1068 48" Steel AWWA C200 Water Pipe, CLSM Backfill (Restrained Joints) | 48" Steel AWWA C200 Water Pipe, CLSM Backfill (Restrained Joints) | 3311.1068 | Division 33 - Utilities | LF | 33 11 14
3311.1071 48" Concrete AWWA C303 Water Pipe | 48" Concrete AWWA C303 Water Pipe | 3311.1071 | Division 33 - Utilities | LF | 33 11 13
3311.1072 48" Concrete AWWA C303 Water Pipe, CSS Backfill | 48" Concrete AWWA C303 Water Pipe, CSS Backfill | 3311.1072 | Division 33 - Utilities | LF | 33 11 13
3311.1073 48" Concrete AWWA C303 Water Pipe, Select Backfill | 48" Concrete AWWA C303 Water Pipe, Select Backfill | 3311.1073 | Division 33 - Utilities | LF | 33 11 13
3311.1074 48" Concrete AWWA C303 Water Pipe (Restrained Joints) | 48" Concrete AWWA C303 Water Pipe (Restrained Joints) | 3311.1074 | Division 33 - Utilities | LF | 33 11 13
3311.1075 48" Concrete AWWA C303 Water Pipe, CSS Backfill (Restrained Joints) | 48" Concrete AWWA C303 Water Pipe, CSS Backfill (Restrained Joints) | 3311.1075 | Division 33 - Utilities | LF | 33 11 13
3311.1076 48" Concrete AWWA C303 Water Pipe, Select Backfill (Restrained Joints) | 48" Concrete AWWA C303 Water Pipe, Select Backfill (Restrained Joints) | 3311.1076 | Division 33 - Utilities | LF | 33 11 13
3311.1077 48" Concrete AWWA C303 Water Pipe, CLSM Backfill | 48" Concrete AWWA C303 Water Pipe, CLSM Backfill | 3311.1077 | Division 33 - Utilities | LF | 33 11 13
3311.1078 48" Concrete AWWA C303 Water Pipe, CLSM Backfill (Restrained Joints) | 48" Concrete AWWA C303 Water Pipe, CLSM Backfill (Restrained Joints) | 3311.1078 | Division 33 - Utilities | LF | 33 11 13
3311.1141 54" Water Pipe | 54" Water Pipe | 3311.1141 | Division 33 - Utilities | LF | 33 11 10, 33 11 13, 33 11 14
3311.1142 54" Water Pipe, CSS Backfill | 54" Water Pipe, CSS Backfill | 3311.1142 | Division 33 - Utilities | LF | 33 11 10, 33 11 13, 33 11 14
3311.1143 54" Water Pipe, Select Backfill | 54" Water Pipe, Select Backfill | 3311.1143 | Division 33 - Utilities | LF | 33 11 10, 33 11 13, 33 11 14
3311.1144 54" Water Pipe (Restrained Joints) | 54" Water Pipe (Restrained Joints) | 3311.1144 | Division 33 - Utilities | LF | 33 11 10, 33 11 13, 33 11 14
3311.1145 54" Water Pipe, CSS Backfill (Restrained Joints) | 54" Water Pipe, CSS Backfill (Restrained Joints) | 3311.1145 | Division 33 - Utilities | LF | 33 11 10, 33 11 13, 33 11 14
3311.1146 54" Water Pipe, Select Backfill (Restrained Joints) | 54" Water Pipe, Select Backfill (Restrained Joints) | 3311.1146 | Division 33 - Utilities | LF | 33 11 10, 33 11 13, 33 11 14
3311.1147 54" Water Pipe, CLSM Backfill | 54" Water Pipe, CLSM Backfill | 3311.1147 | Division 33 - Utilities | LF | 33 11 10, 33 11 13, 33 11 14
3311.1148 54" Water Pipe, CLSM Backfill (Restrained Joints) | 54" Water Pipe, CLSM Backfill (Restrained Joints) | 3311.1148 | Division 33 - Utilities | LF | 33 11 10, 33 11 13, 33 11 14
3311.1151 54" DIP Water | 54" DIP Water | 3311.1151 | Division 33 - Utilities | LF | 33 11 10
3311.1152 54" DIP Water, CSS Backfill | 54" DIP Water, CSS Backfill | 3311.1152 | Division 33 - Utilities | LF | 33 11 10
3311.1153 54" DIP Water, Select Backfill | 54" DIP Water, Select Backfill | 3311.1153 | Division 33 - Utilities | LF | 33 11 10
3311.1154 54" DIP Water (Restrained Joints) | 54" DIP Water (Restrained Joints) | 3311.1154 | Division 33 - Utilities | LF | 33 11 10
3311.1155 54" DIP Water, CSS Backfill (Restrained Joints) | 54" DIP Water, CSS Backfill (Restrained Joints) | 3311.1155 | Division 33 - Utilities | LF | 33 11 10
3311.1156 54" DIP Water, Select Backfill (Restrained Joints) | 54" DIP Water, Select Backfill (Restrained Joints) | 3311.1156 | Division 33 - Utilities | LF | 33 11 10
3311.1157 54" DIP Water, CLSM Backfill | 54" DIP Water, CLSM Backfill | 3311.1157 | Division 33 - Utilities | LF | 33 11 10
3311.1158 54" DIP Water, CLSM Backfill (Restrained Joints) | 54" DIP Water, CLSM Backfill (Restrained Joints) | 3311.1158 | Division 33 - Utilities | LF | 33 11 10
3311.1161 54" Steel AWWA C200 Water Pipe | 54" Steel AWWA C200 Water Pipe | 3311.1161 | Division 33 - Utilities | LF | 33 11 14
3311.1162 54" Steel AWWA C200 Water Pipe, CSS Backfill | 54" Steel AWWA C200 Water Pipe, CSS Backfill | 3311.1162 | Division 33 - Utilities | LF | 33 11 14
3311.1163 54" Steel AWWA C200 Water Pipe, Select Backfill | 54" Steel AWWA C200 Water Pipe, Select Backfill | 3311.1163 | Division 33 - Utilities | LF | 33 11 14
3311.1164 54" Steel AWWA C200 Water Pipe (Restrained Joints) | 54" Steel AWWA C200 Water Pipe (Restrained Joints) | 3311.1164 | Division 33 - Utilities | LF | 33 11 14
3311.1165 54" Steel AWWA C200 Water Pipe, CSS Backfill (Restrained Joints) | 54" Steel AWWA C200 Water Pipe, CSS Backfill (Restrained Joints) | 3311.1165 | Division 33 - Utilities | LF | 33 11 14
3311.1166 54" Steel AWWA C200 Water Pipe, Select Backfill (Restrained Joints) | 54" Steel AWWA C200 Water Pipe, Select Backfill (Restrained Joints) | 3311.1166 | Division 33 - Utilities | LF | 33 11 14
3311.1167 54" Steel AWWA C200 Water Pipe, CLSM Backfill | 54" Steel AWWA C200 Water Pipe, CLSM Backfill | 3311.1167 | Division 33 - Utilities | LF | 33 11 14
3311.1168 54" Steel AWWA C200 Water Pipe, CLSM Backfill (Restrained Joints) | 54" Steel AWWA C200 Water Pipe, CLSM Backfill (Restrained Joints) | 3311.1168 | Division 33 - Utilities | LF | 33 11 14
3311.1171 54" Concrete AWWA C303 Water Pipe | 54" Concrete AWWA C303 Water Pipe | 3311.1171 | Division 33 - Utilities | LF | 33 11 13
3311.1172 54" Concrete AWWA C303 Water Pipe, CSS Backfill | 54" Concrete AWWA C303 Water Pipe, CSS Backfill | 3311.1172 | Division 33 - Utilities | LF | 33 11 13
3311.1173 54" Concrete AWWA C303 Water Pipe, Select Backfill | 54" Concrete AWWA C303 Water Pipe, Select Backfill | 3311.1173 | Division 33 - Utilities | LF | 33 11 13
3311.1174 54" Concrete AWWA C303 Water Pipe (Restrained Joints) | 54" Concrete AWWA C303 Water Pipe (Restrained Joints) | 3311.1174 | Division 33 - Utilities | LF | 33 11 13
3311.1175 54" Concrete AWWA C303 Water Pipe, CSS Backfill (Restrained Joints) | 54" Concrete AWWA C303 Water Pipe, CSS Backfill (Restrained Joints) | 3311.1175 | Division 33 - Utilities | LF | 33 11 13
3311.1176 54" Concrete AWWA C303 Water Pipe, Select Backfill (Restrained Joints) | 54" Concrete AWWA C303 Water Pipe, Select Backfill (Restrained Joints) | 3311.1176 | Division 33 - Utilities | LF | 33 11 13
3311.1177 54" Concrete AWWA C303 Water Pipe, CLSM Backfill | 54" Concrete AWWA C303 Water Pipe, CLSM Backfill | 3311.1177 | Division 33 - Utilities | LF | 33 11 13
3311.1178 54" Concrete AWWA C303 Water Pipe, CLSM Backfill (Restrained Joints) | 54" Concrete AWWA C303 Water Pipe, CLSM Backfill (Restrained Joints) | 3311.1178 | Division 33 - Utilities | LF | 33 11 13
3311.1241 60" Water Pipe | 60" Water Pipe | 3311.1241 | Division 33 - Utilities | LF | 33 11 10, 33 11 13, 33 11 14
3311.1242 60" Water Pipe, CSS Backfill | 60" Water Pipe, CSS Backfill | 3311.1242 | Division 33 - Utilities | LF | 33 11 10, 33 11 13, 33 11 14
3311.1243 60" Water Pipe, Select Backfill | 60" Water Pipe, Select Backfill | 3311.1243 | Division 33 - Utilities | LF | 33 11 10, 33 11 13, 33 11 14
3311.1244 60" Water Pipe (Restrained Joints) | 60" Water Pipe (Restrained Joints) | 3311.1244 | Division 33 - Utilities | LF | 33 11 10, 33 11 13, 33 11 14
3311.1245 60" Water Pipe, CSS Backfill (Restrained Joints) | 60" Water Pipe, CSS Backfill (Restrained Joints) | 3311.1245 | Division 33 - Utilities | LF | 33 11 10, 33 11 13, 33 11 14
3311.1246 60" Water Pipe, Select Backfill (Restrained Joints) | 60" Water Pipe, Select Backfill (Restrained Joints) | 3311.1246 | Division 33 - Utilities | LF | 33 11 10, 33 11 13, 33 11 14
3311.1247 60" Water Pipe, CLSM Backfill | 60" Water Pipe, CLSM Backfill | 3311.1247 | Division 33 - Utilities | LF | 33 11 10, 33 11 13, 33 11 14
3311.1248 60" Water Pipe, CLSM Backfill (Restrained Joints) | 60" Water Pipe, CLSM Backfill (Restrained Joints) | 3311.1248 | Division 33 - Utilities | LF | 33 11 10, 33 11 13, 33 11 14
3311.1251 60" DIP Water | 60" DIP Water | 3311.1251 | Division 33 - Utilities | LF | 33 11 10
3311.1252 60" DIP Water, CSS Backfill | 60" DIP Water, CSS Backfill | 3311.1252 | Division 33 - Utilities | LF | 33 11 10
3311.1253 60" DIP Water, Select Backfill | 60" DIP Water, Select Backfill | 3311.1253 | Division 33 - Utilities | LF | 33 11 10
3311.1254 60" DIP Water (Restrained Joints) | 60" DIP Water (Restrained Joints) | 3311.1254 | Division 33 - Utilities | LF | 33 11 10
3311.1255 60" DIP Water, CSS Backfill (Restrained Joints) | 60" DIP Water, CSS Backfill (Restrained Joints) | 3311.1255 | Division 33 - Utilities | LF | 33 11 10
3311.1256 60" DIP Water, Select Backfill (Restrained Joints) | 60" DIP Water, Select Backfill (Restrained Joints) | 3311.1256 | Division 33 - Utilities | LF | 33 11 10
3311.1257 60" DIP Water, CLSM Backfill | 60" DIP Water, CLSM Backfill | 3311.1257 | Division 33 - Utilities | LF | 33 11 10
3311.1258 60" DIP Water, CLSM Backfill (Restrained Joints) | 60" DIP Water, CLSM Backfill (Restrained Joints) | 3311.1258 | Division 33 - Utilities | LF | 33 11 10
3311.1261 60" Steel AWWA C200 Water Pipe | 60" Steel AWWA C200 Water Pipe | 3311.1261 | Division 33 - Utilities | LF | 33 11 14
3311.1262 60" Steel AWWA C200 Water Pipe, CSS Backfill | 60" Steel AWWA C200 Water Pipe, CSS Backfill | 3311.1262 | Division 33 - Utilities | LF | 33 11 14
3311.1263 60" Steel AWWA C200 Water Pipe, Select Backfill | 60" Steel AWWA C200 Water Pipe, Select Backfill | 3311.1263 | Division 33 - Utilities | LF | 33 11 14
3311.1264 60" Steel AWWA C200 Water Pipe (Restrained Joints) | 60" Steel AWWA C200 Water Pipe (Restrained Joints) | 3311.1264 | Division 33 - Utilities | LF | 33 11 14
3311.1265 60" Steel AWWA C200 Water Pipe, CSS Backfill (Restrained Joints) | 60" Steel AWWA C200 Water Pipe, CSS Backfill (Restrained Joints) | 3311.1265 | Division 33 - Utilities | LF | 33 11 14
3311.1266 60" Steel AWWA C200 Water Pipe, Select Backfill (Restrained Joints) | 60" Steel AWWA C200 Water Pipe, Select Backfill (Restrained Joints) | 3311.1266 | Division 33 - Utilities | LF | 33 11 14
3311.1267 60" Steel AWWA C200 Water Pipe, CLSM Backfill | 60" Steel AWWA C200 Water Pipe, CLSM Backfill | 3311.1267 | Division 33 - Utilities | LF | 33 11 14
3311.1268 60" Steel AWWA C200 Water Pipe, CLSM Backfill (Restrained Joints) | 60" Steel AWWA C200 Water Pipe, CLSM Backfill (Restrained Joints) | 3311.1268 | Division 33 - Utilities | LF | 33 11 14
3311.1271 60" Concrete AWWA C303 Water Pipe | 60" Concrete AWWA C303 Water Pipe | 3311.1271 | Division 33 - Utilities | LF | 33 11 13
3311.1272 60" Concrete AWWA C303 Water Pipe, CSS Backfill | 60" Concrete AWWA C303 Water Pipe, CSS Backfill | 3311.1272 | Division 33 - Utilities | LF | 33 11 13
3311.1273 60" Concrete AWWA C303 Water Pipe, Select Backfill | 60" Concrete AWWA C303 Water Pipe, Select Backfill | 3311.1273 | Division 33 - Utilities | LF | 33 11 13
3311.1274 60" Concrete AWWA C303 Water Pipe (Restrained Joints) | 60" Concrete AWWA C303 Water Pipe (Restrained Joints) | 3311.1274 | Division 33 - Utilities | LF | 33 11 13
3311.1275 60" Concrete AWWA C303 Water Pipe, CSS Backfill (Restrained Joints) | 60" Concrete AWWA C303 Water Pipe, CSS Backfill (Restrained Joints) | 3311.1275 | Division 33 - Utilities | LF | 33 11 13
3311.1276 60" Concrete AWWA C303 Water Pipe, Select Backfill (Restrained Joints) | 60" Concrete AWWA C303 Water Pipe, Select Backfill (Restrained Joints) | 3311.1276 | Division 33 - Utilities | LF | 33 11 13
3311.1277 60" Concrete AWWA C303 Water Pipe, CLSM Backfill | 60" Concrete AWWA C303 Water Pipe, CLSM Backfill | 3311.1277 | Division 33 - Utilities | LF | 33 11 13
3311.1278 60" Concrete AWWA C303 Water Pipe, CLSM Backfill (Restrained Joints) | 60" Concrete AWWA C303 Water Pipe, CLSM Backfill (Restrained Joints) | 3311.1278 | Division 33 - Utilities | LF | 33 11 13
3311.1341 64" Water Pipe | 64" Water Pipe | 3311.1341 | Division 33 - Utilities | LF | 33 11 10, 33 11 13, 33 11 14
3311.1342 64" Water Pipe, CSS Backfill | 64" Water Pipe, CSS Backfill | 3311.1342 | Division 33 - Utilities | LF | 33 11 10, 33 11 13, 33 11 14
3311.1343 64" Water Pipe, Select Backfill | 64" Water Pipe, Select Backfill | 3311.1343 | Division 33 - Utilities | LF | 33 11 10, 33 11 13, 33 11 14
3311.1344 64" Water Pipe (Restrained Joints) | 64" Water Pipe (Restrained Joints) | 3311.1344 | Division 33 - Utilities | LF | 33 11 10, 33 11 13, 33 11 14
3311.1345 64" Water Pipe, CSS Backfill (Restrained Joints) | 64" Water Pipe, CSS Backfill (Restrained Joints) | 3311.1345 | Division 33 - Utilities | LF | 33 11 10, 33 11 13, 33 11 14
3311.1346 64" Water Pipe, Select Backfill (Restrained Joints) | 64" Water Pipe, Select Backfill (Restrained Joints) | 3311.1346 | Division 33 - Utilities | LF | 33 11 10, 33 11 13, 33 11 14
3311.1347 64" Water Pipe, CLSM Backfill | 64" Water Pipe, CLSM Backfill | 3311.1347 | Division 33 - Utilities | LF | 33 11 10, 33 11 13, 33 11 14
3311.1348 64" Water Pipe, CLSM Backfill (Restrained Joints) | 64" Water Pipe, CLSM Backfill (Restrained Joints) | 3311.1348 | Division 33 - Utilities | LF | 33 11 10, 33 11 13, 33 11 14
3311.1351 64" DIP Water | 64" DIP Water | 3311.1351 | Division 33 - Utilities | LF | 33 11 10
3311.1352 64" DIP Water, CSS Backfill | 64" DIP Water, CSS Backfill | 3311.1352 | Division 33 - Utilities | LF | 33 11 10
3311.1353 64" DIP Water, Select Backfill | 64" DIP Water, Select Backfill | 3311.1353 | Division 33 - Utilities | LF | 33 11 10
3311.1354 64" DIP Water (Restrained Joints) | 64" DIP Water (Restrained Joints) | 3311.1354 | Division 33 - Utilities | LF | 33 11 10
3311.1355 64" DIP Water, CSS Backfill (Restrained Joints) | 64" DIP Water, CSS Backfill (Restrained Joints) | 3311.1355 | Division 33 - Utilities | LF | 33 11 10
3311.1356 64" DIP Water, Select Backfill (Restrained Joints) | 64" DIP Water, Select Backfill (Restrained Joints) | 3311.1356 | Division 33 - Utilities | LF | 33 11 10
3311.1357 64" DIP Water, CLSM Backfill | 64" DIP Water, CLSM Backfill | 3311.1357 | Division 33 - Utilities | LF | 33 11 10
3311.1358 64" DIP Water, CLSM Backfill (Restrained Joints) | 64" DIP Water, CLSM Backfill (Restrained Joints) | 3311.1358 | Division 33 - Utilities | LF | 33 11 10
3311.1361 64" Steel AWWA C200 Water Pipe | 64" Steel AWWA C200 Water Pipe | 3311.1361 | Division 33 - Utilities | LF | 33 11 14
3311.1362 64" Steel AWWA C200 Water Pipe, CSS Backfill | 64" Steel AWWA C200 Water Pipe, CSS Backfill | 3311.1362 | Division 33 - Utilities | LF | 33 11 14
3311.1363 64" Steel AWWA C200 Water Pipe, Select Backfill | 64" Steel AWWA C200 Water Pipe, Select Backfill | 3311.1363 | Division 33 - Utilities | LF | 33 11 14
3311.1364 64" Steel AWWA C200 Water Pipe (Restrained Joints) | 64" Steel AWWA C200 Water Pipe (Restrained Joints) | 3311.1364 | Division 33 - Utilities | LF | 33 11 14
3311.1365 64" Steel AWWA C200 Water Pipe, CSS Backfill (Restrained Joints) | 64" Steel AWWA C200 Water Pipe, CSS Backfill (Restrained Joints) | 3311.1365 | Division 33 - Utilities | LF | 33 11 14
3311.1366 64" Steel AWWA C200 Water Pipe, Select Backfill (Restrained Joints) | 64" Steel AWWA C200 Water Pipe, Select Backfill (Restrained Joints) | 3311.1366 | Division 33 - Utilities | LF | 33 11 14
3311.1367 64" Steel AWWA C200 Water Pipe, CLSM Backfill | 64" Steel AWWA C200 Water Pipe, CLSM Backfill | 3311.1367 | Division 33 - Utilities | LF | 33 11 14
3311.1368 64" Steel AWWA C200 Water Pipe, CLSM Backfill (Restrained Joints) | 64" Steel AWWA C200 Water Pipe, CLSM Backfill (Restrained Joints) | 3311.1368 | Division 33 - Utilities | LF | 33 11 14
3311.1371 64" Concrete AWWA C303 Water Pipe | 64" Concrete AWWA C303 Water Pipe | 3311.1371 | Division 33 - Utilities | LF | 33 11 13
3311.1372 64" Concrete AWWA C303 Water Pipe, CSS Backfill | 64" Concrete AWWA C303 Water Pipe, CSS Backfill | 3311.1372 | Division 33 - Utilities | LF | 33 11 13
3311.1373 64" Concrete AWWA C303 Water Pipe, Select Backfill | 64" Concrete AWWA C303 Water Pipe, Select Backfill | 3311.1373 | Division 33 - Utilities | LF | 33 11 13
3311.1374 64" Concrete AWWA C303 Water Pipe (Restrained Joints) | 64" Concrete AWWA C303 Water Pipe (Restrained Joints) | 3311.1374 | Division 33 - Utilities | LF | 33 11 13
3311.1375 64" Concrete AWWA C303 Water Pipe, CSS Backfill (Restrained Joints) | 64" Concrete AWWA C303 Water Pipe, CSS Backfill (Restrained Joints) | 3311.1375 | Division 33 - Utilities | LF | 33 11 13
3311.1376 64" Concrete AWWA C303 Water Pipe, Select Backfill (Restrained Joints) | 64" Concrete AWWA C303 Water Pipe, Select Backfill (Restrained Joints) | 3311.1376 | Division 33 - Utilities | LF | 33 11 13
3311.1377 64" Concrete AWWA C303 Water Pipe, CLSM Backfill | 64" Concrete AWWA C303 Water Pipe, CLSM Backfill | 3311.1377 | Division 33 - Utilities | LF | 33 11 13
3311.1378 64" Concrete AWWA C303 Water Pipe, CLSM Backfill (Restrained Joints) | 64" Concrete AWWA C303 Water Pipe, CLSM Backfill (Restrained Joints) | 3311.1378 | Division 33 - Utilities | LF | 33 11 13
3311.1441 66" Water Pipe | 66" Water Pipe | 3311.1441 | Division 33 - Utilities | LF | 33 11 13, 33 11 14
3311.1442 66" Water Pipe, CSS Backfill | 66" Water Pipe, CSS Backfill | 3311.1442 | Division 33 - Utilities | LF | 33 11 13, 33 11 14
3311.1443 66" Water Pipe, Select Backfill | 66" Water Pipe, Select Backfill | 3311.1443 | Division 33 - Utilities | LF | 33 11 13, 33 11 14
3311.1444 66" Water Pipe (Restrained Joints) | 66" Water Pipe (Restrained Joints) | 3311.1444 | Division 33 - Utilities | LF | 33 11 13, 33 11 14
3311.1445 66" Water Pipe, CSS Backfill (Restrained Joints) | 66" Water Pipe, CSS Backfill (Restrained Joints) | 3311.1445 | Division 33 - Utilities | LF | 33 11 13, 33 11 14
3311.1446 66" Water Pipe, Select Backfill (Restrained Joints) | 66" Water Pipe, Select Backfill (Restrained Joints) | 3311.1446 | Division 33 - Utilities | LF | 33 11 13, 33 11 14
3311.1447 66" Water Pipe, CLSM Backfill | 66" Water Pipe, CLSM Backfill | 3311.1447 | Division 33 - Utilities | LF | 33 11 13, 33 11 14
3311.1448 66" Water Pipe, CLSM Backfill (Restrained Joints) | 66" Water Pipe, CLSM Backfill (Restrained Joints) | 3311.1448 | Division 33 - Utilities | LF | 33 11 13, 33 11 14
3311.1461 66" Steel AWWA C200 Water Pipe | 66" Steel AWWA C200 Water Pipe | 3311.1461 | Division 33 - Utilities | LF | 33 11 14
3311.1462 66" Steel AWWA C200 Water Pipe, CSS Backfill | 66" Steel AWWA C200 Water Pipe, CSS Backfill | 3311.1462 | Division 33 - Utilities | LF | 33 11 14
3311.1463 66" Steel AWWA C200 Water Pipe, Select Backfill | 66" Steel AWWA C200 Water Pipe, Select Backfill | 3311.1463 | Division 33 - Utilities | LF | 33 11 14
3311.1464 66" Steel AWWA C200 Water Pipe (Restrained Joints) | 66" Steel AWWA C200 Water Pipe (Restrained Joints) | 3311.1464 | Division 33 - Utilities | LF | 33 11 14
3311.1465 66" Steel AWWA C200 Water Pipe, CSS Backfill (Restrained Joints) | 66" Steel AWWA C200 Water Pipe, CSS Backfill (Restrained Joints) | 3311.1465 | Division 33 - Utilities | LF | 33 11 14
3311.1466 66" Steel AWWA C200 Water Pipe, Select Backfill (Restrained Joints) | 66" Steel AWWA C200 Water Pipe, Select Backfill (Restrained Joints) | 3311.1466 | Division 33 - Utilities | LF | 33 11 14
3311.1467 66" Steel AWWA C200 Water Pipe, CLSM Backfill | 66" Steel AWWA C200 Water Pipe, CLSM Backfill | 3311.1467 | Division 33 - Utilities | LF | 33 11 14
3311.1468 66" Steel AWWA C200 Water Pipe, CLSM Backfill (Restrained Joints) | 66" Steel AWWA C200 Water Pipe, CLSM Backfill (Restrained Joints) | 3311.1468 | Division 33 - Utilities | LF | 33 11 14
3311.1471 66" Concrete AWWA C303 Water Pipe | 66" Concrete AWWA C303 Water Pipe | 3311.1471 | Division 33 - Utilities | LF | 33 11 13
3311.1472 66" Concrete AWWA C303 Water Pipe, CSS Backfill | 66" Concrete AWWA C303 Water Pipe, CSS Backfill | 3311.1472 | Division 33 - Utilities | LF | 33 11 13
3311.1473 66" Concrete AWWA C303 Water Pipe, Select Backfill | 66" Concrete AWWA C303 Water Pipe, Select Backfill | 3311.1473 | Division 33 - Utilities | LF | 33 11 13
3311.1474 66" Concrete AWWA C303 Water Pipe (Restrained Joints) | 66" Concrete AWWA C303 Water Pipe (Restrained Joints) | 3311.1474 | Division 33 - Utilities | LF | 33 11 13
3311.1475 66" Concrete AWWA C303 Water Pipe, CSS Backfill (Restrained Joints) | 66" Concrete AWWA C303 Water Pipe, CSS Backfill (Restrained Joints) | 3311.1475 | Division 33 - Utilities | LF | 33 11 13
3311.1476 66" Concrete AWWA C303 Water Pipe, Select Backfill (Restrained Joints) | 66" Concrete AWWA C303 Water Pipe, Select Backfill (Restrained Joints) | 3311.1476 | Division 33 - Utilities | LF | 33 11 13
3311.1477 66" Concrete AWWA C303 Water Pipe, CLSM Backfill | 66" Concrete AWWA C303 Water Pipe, CLSM Backfill | 3311.1477 | Division 33 - Utilities | LF | 33 11 13
3311.1478 66" Concrete AWWA C303 Water Pipe, CLSM Backfill (Restrained Joints) | 66" Concrete AWWA C303 Water Pipe, CLSM Backfill (Restrained Joints) | 3311.1478 | Division 33 - Utilities | LF | 33 11 13
3311.1541 72" Water Pipe | 72" Water Pipe | 3311.1541 | Division 33 - Utilities | LF | 33 11 13, 33 11 14
3311.1542 72" Water Pipe, CSS Backfill | 72" Water Pipe, CSS Backfill | 3311.1542 | Division 33 - Utilities | LF | 33 11 13, 33 11 14
3311.1543 72" Water Pipe, Select Backfill | 72" Water Pipe, Select Backfill | 3311.1543 | Division 33 - Utilities | LF | 33 11 13, 33 11 14
3311.1544 72" Water Pipe (Restrained Joints) | 72" Water Pipe (Restrained Joints) | 3311.1544 | Division 33 - Utilities | LF | 33 11 13, 33 11 14
3311.1545 72" Water Pipe, CSS Backfill (Restrained Joints) | 72" Water Pipe, CSS Backfill (Restrained Joints) | 3311.1545 | Division 33 - Utilities | LF | 33 11 13, 33 11 14
3311.1546 72" Water Pipe, Select Backfill (Restrained Joints) | 72" Water Pipe, Select Backfill (Restrained Joints) | 3311.1546 | Division 33 - Utilities | LF | 33 11 13, 33 11 14
3311.1547 72" Water Pipe, CLSM Backfill | 72" Water Pipe, CLSM Backfill | 3311.1547 | Division 33 - Utilities | LF | 33 11 13, 33 11 14
3311.1548 72" Water Pipe, CLSM Backfill (Restrained Joints) | 72" Water Pipe, CLSM Backfill (Restrained Joints) | 3311.1548 | Division 33 - Utilities | LF | 33 11 13, 33 11 14
3311.1561 72" Steel AWWA C200 Water Pipe | 72" Steel AWWA C200 Water Pipe | 3311.1561 | Division 33 - Utilities | LF | 33 11 14
3311.1562 72" Steel AWWA C200 Water Pipe, CSS Backfill | 72" Steel AWWA C200 Water Pipe, CSS Backfill | 3311.1562 | Division 33 - Utilities | LF | 33 11 14
3311.1563 72" Steel AWWA C200 Water Pipe, Select Backfill | 72" Steel AWWA C200 Water Pipe, Select Backfill | 3311.1563 | Division 33 - Utilities | LF | 33 11 14
3311.1564 72" Steel AWWA C200 Water Pipe (Restrained Joints) | 72" Steel AWWA C200 Water Pipe (Restrained Joints) | 3311.1564 | Division 33 - Utilities | LF | 33 11 14
3311.1565 72" Steel AWWA C200 Water Pipe, CSS Backfill (Restrained Joints) | 72" Steel AWWA C200 Water Pipe, CSS Backfill (Restrained Joints) | 3311.1565 | Division 33 - Utilities | LF | 33 11 14
3311.1566 72" Steel AWWA C200 Water Pipe, Select Backfill (Restrained Joints) | 72" Steel AWWA C200 Water Pipe, Select Backfill (Restrained Joints) | 3311.1566 | Division 33 - Utilities | LF | 33 11 14
3311.1567 72" Steel AWWA C200 Water Pipe, CLSM Backfill | 72" Steel AWWA C200 Water Pipe, CLSM Backfill | 3311.1567 | Division 33 - Utilities | LF | 33 11 14
3311.1568 72" Steel AWWA C200 Water Pipe, CLSM Backfill (Restrained Joints) | 72" Steel AWWA C200 Water Pipe, CLSM Backfill (Restrained Joints) | 3311.1568 | Division 33 - Utilities | LF | 33 11 14
3311.1571 72" Concrete AWWA C303 Water Pipe | 72" Concrete AWWA C303 Water Pipe | 3311.1571 | Division 33 - Utilities | LF | 33 11 13
3311.1572 72" Concrete AWWA C303 Water Pipe, CSS Backfill | 72" Concrete AWWA C303 Water Pipe, CSS Backfill | 3311.1572 | Division 33 - Utilities | LF | 33 11 13
3311.1573 72" Concrete AWWA C303 Water Pipe, Select Backfill | 72" Concrete AWWA C303 Water Pipe, Select Backfill | 3311.1573 | Division 33 - Utilities | LF | 33 11 13
3311.1574 72" Concrete AWWA C303 Water Pipe (Restrained Joints) | 72" Concrete AWWA C303 Water Pipe (Restrained Joints) | 3311.1574 | Division 33 - Utilities | LF | 33 11 13
3311.1575 72" Concrete AWWA C303 Water Pipe, CSS Backfill (Restrained Joints) | 72" Concrete AWWA C303 Water Pipe, CSS Backfill (Restrained Joints) | 3311.1575 | Division 33 - Utilities | LF | 33 11 13
3311.1576 72" Concrete AWWA C303 Water Pipe, Select Backfill (Restrained Joints) | 72" Concrete AWWA C303 Water Pipe, Select Backfill (Restrained Joints) | 3311.1576 | Division 33 - Utilities | LF | 33 11 13
3311.1577 72" Concrete AWWA C303 Water Pipe, CLSM Backfill | 72" Concrete AWWA C303 Water Pipe, CLSM Backfill | 3311.1577 | Division 33 - Utilities | LF | 33 11 13
3311.1578 72" Concrete AWWA C303 Water Pipe, CLSM Backfill (Restrained Joints) | 72" Concrete AWWA C303 Water Pipe, CLSM Backfill (Restrained Joints) | 3311.1578 | Division 33 - Utilities | LF | 33 11 13
3312.0001 Fire Hydrant | Fire Hydrant | 3312.0001 | Division 33 - Utilities | EA | 33 12 40
3312.0002 Water Sampling Station | Water Sampling Station | 3312.0002 | Division 33 - Utilities | EA | 33 12 50
3312.0106 Connection to Existing 16" Water Main | Connection to Existing 16" Water Main | 3312.0106 | Division 33 - Utilities | EA | 33 12 25
3312.0107 Connection to Existing 20" Water Main | Connection to Existing 20" Water Main | 3312.0107 | Division 33 - Utilities | EA | 33 12 25
3312.0108 Connection to Existing 24" Water Main | Connection to Existing 24" Water Main | 3312.0108 | Division 33 - Utilities | EA | 33 12 25
3312.0109 Connection to Existing 30" Water Main | Connection to Existing 30" Water Main | 3312.0109 | Division 33 - Utilities | EA | 33 12 25
3312.0110 Connection to Existing 36" Water Main | Connection to Existing 36" Water Main | 3312.0110 | Division 33 - Utilities | EA | 33 12 25
3312.0111 Connection to Existing 42" Water Main | Connection to Existing 42" Water Main | 3312.0111 | Division 33 - Utilities | EA | 33 12 25
3312.0112 Connection to Existing 48" Water Main | Connection to Existing 48" Water Main | 3312.0112 | Division 33 - Utilities | EA | 33 12 25
3312.0113 Connection to Existing 54" Water Main | Connection to Existing 54" Water Main | 3312.0113 | Division 33 - Utilities | EA | 33 12 25
3312.0114 Connection to Existing 60" Water Main | Connection to Existing 60" Water Main | 3312.0114 | Division 33 - Utilities | EA | 33 12 25
3312.0115 Connection to Existing 66" Water Main | Connection to Existing 66" Water Main | 3312.0115 | Division 33 - Utilities | EA | 33 12 25
3312.0116 Connection to Existing 72" Water Main | Connection to Existing 72" Water Main | 3312.0116 | Division 33 - Utilities | EA | 33 12 25
3312.0117 Connection to Existing 4"-12" Water Main | Connection to Existing 4"-12" Water Main | 3312.0117 | Division 33 - Utilities | EA | 33 12 25
3312.1002 2" Combination Air Valve Assembly for Water | 2" Combination Air Valve Assembly for Water | 3312.1002 | Division 33 - Utilities | EA | 33 12 30
3312.1003 3" Combination Air Valve Assembly for Water | 3" Combination Air Valve Assembly for Water | 3312.1003 | Division 33 - Utilities | EA | 33 12 30
3312.1004 4" Combination Air Valve Assembly for Water | 4" Combination Air Valve Assembly for Water | 3312.1004 | Division 33 - Utilities | EA | 33 12 30
3312.1005 6" Combination Air Valve Assembly for Water | 6" Combination Air Valve Assembly for Water | 3312.1005 | Division 33 - Utilities | EA | 33 12 30
3312.1006 8" Combination Air Valve Assembly for Water | 8" Combination Air Valve Assembly for Water | 3312.1006 | Division 33 - Utilities | EA | 33 12 30
3312.2001 1" Water Service, Meter Reconnection | 1" Water Service, Meter Reconnection | 3312.2001 | Division 33 - Utilities | EA | 33 12 10
3312.2002 1" Bored Water Service | 1" Bored Water Service | 3312.2002 | Division 33 - Utilities | EA | 33 12 10
3312.2003 1" Water Service | 1" Water Service | 3312.2003 | Division 33 - Utilities | EA | 33 12 10
3312.2004 1" Private Water Service | 1" Private Water Service | 3312.2004 | Division 33 - Utilities | LF | 33 12 10
3312.2101 1 1/2" Water Service, Meter Reconnection | 1 1/2" Water Service, Meter Reconnection | 3312.2101 | Division 33 - Utilities | EA | 33 12 10
3312.2102 1 1/2" Bored Water Service | 1 1/2" Bored Water Service | 3312.2102 | Division 33 - Utilities | EA | 33 12 10
3312.2103 1 1/2" Water Service | 1 1/2" Water Service | 3312.2103 | Division 33 - Utilities | EA | 33 12 10
3312.2104 1 1/2" Private Water Service | 1 1/2" Private Water Service | 3312.2104 | Division 33 - Utilities | LF | 33 12 10
3312.2201 2" Water Service, Meter Reconnection | 2" Water Service, Meter Reconnection | 3312.2201 | Division 33 - Utilities | EA | 33 12 10
3312.2202 2" Bored Water Service | 2" Bored Water Service | 3312.2202 | Division 33 - Utilities | EA | 33 12 10
3312.2203 2" Water Service | 2" Water Service | 3312.2203 | Division 33 - Utilities | EA | 33 12 10
3312.2204 2" Private Water Service | 2" Private Water Service | 3312.2204 | Division 33 - Utilities | LF | 33 12 10
3312.2801 3" Water Meter and Vault | 3" Water Meter and Vault | 3312.2801 | Division 33 - Utilities | EA | 33 12 11
3312.2802 4" Water Meter and Vault | 4" Water Meter and Vault | 3312.2802 | Division 33 - Utilities | EA | 33 12 11
3312.2803 6" Water Meter and Vault | 6" Water Meter and Vault | 3312.2803 | Division 33 - Utilities | EA | 33 12 11
3312.2804 8" Water Meter and Vault | 8" Water Meter and Vault | 3312.2804 | Division 33 - Utilities | EA | 33 12 11
3312.2805 10" Water Meter and Vault | 10" Water Meter and Vault | 3312.2805 | Division 33 - Utilities | EA | 33 12 11
3312.3001 4" Gate Valve | 4" Gate Valve | 3312.3001 | Division 33 - Utilities | EA | 33 12 20
3312.3002 6" Gate Valve | 6" Gate Valve | 3312.3002 | Division 33 - Utilities | EA | 33 12 20
3312.3003 8" Gate Valve | 8" Gate Valve | 3312.3003 | Division 33 - Utilities | EA | 33 12 20
3312.3004 10" Gate Valve | 10" Gate Valve | 3312.3004 | Division 33 - Utilities | EA | 33 12 20
3312.3005 12" Gate Valve | 12" Gate Valve | 3312.3005 | Division 33 - Utilities | EA | 33 12 20
3312.3006 16" Gate Valve w/ Vault | 16" Gate Valve w/ Vault | 3312.3006 | Division 33 - Utilities | EA | 33 12 20
3312.3007 20" Gate Valve w/ Vault | 20" Gate Valve w/ Vault | 3312.3007 | Division 33 - Utilities | EA | 33 12 20
3312.3008 24" Gate Valve w/ Vault | 24" Gate Valve w/ Vault | 3312.3008 | Division 33 - Utilities | EA | 33 12 20
3312.3009 30" Gate Valve w/ Vault | 30" Gate Valve w/ Vault | 3312.3009 | Division 33 - Utilities | EA | 33 12 20
3312.3010 36" Gate Valve w/ Vault | 36" Gate Valve w/ Vault | 3312.3010 | Division 33 - Utilities | EA | 33 12 20
3312.3011 42" Gate Valve w/ Vault | 42" Gate Valve w/ Vault | 3312.3011 | Division 33 - Utilities | EA | 33 12 20
3312.3012 48" Gate Valve w/ Vault | 48" Gate Valve w/ Vault | 3312.3012 | Division 33 - Utilities | EA | 33 12 20
3312.3101 4" Cut-in Gate Valve | 4" Cut-in Gate Valve | 3312.3101 | Division 33 - Utilities | EA | 33 12 20
3312.3102 6" Cut-in Gate Valve | 6" Cut-in Gate Valve | 3312.3102 | Division 33 - Utilities | EA | 33 12 20
3312.3103 8" Cut-in Gate Valve | 8" Cut-in Gate Valve | 3312.3103 | Division 33 - Utilities | EA | 33 12 20
3312.3104 10" Cut-in Gate Valve | 10" Cut-in Gate Valve | 3312.3104 | Division 33 - Utilities | EA | 33 12 20
3312.3105 12" Cut-in Gate Valve | 12" Cut-in Gate Valve | 3312.3105 | Division 33 - Utilities | EA | 33 12 20
3312.3106 16" Cut-in Gate Valve w/ Vault | 16" Cut-in Gate Valve w/ Vault | 3312.3106 | Division 33 - Utilities | EA | 33 12 20
3312.3107 18" Cut-in Gate Valve w/ Vault | 18" Cut-in Gate Valve w/ Vault | 3312.3107 | Division 33 - Utilities | EA | 33 12 20
3312.3108 20" Cut-in Gate Valve w/ Vault | 20" Cut-in Gate Valve w/ Vault | 3312.3108 | Division 33 - Utilities | EA | 33 12 20
3312.3109 24" Cut-in Gate Valve w/ Vault | 24" Cut-in Gate Valve w/ Vault | 3312.3109 | Division 33 - Utilities | EA | 33 12 20
3312.3110 30" Cut-in Gate Valve w/ Vault | 30" Cut-in Gate Valve w/ Vault | 3312.3110 | Division 33 - Utilities | EA | 33 12 20
3312.3111 36" Cut-in Gate Valve w/ Vault | 36" Cut-in Gate Valve w/ Vault | 3312.3111 | Division 33 - Utilities | EA | 33 12 20
3312.3112 42" Cut-in Gate Valve w/ Vault | 42" Cut-in Gate Valve w/ Vault | 3312.3112 | Division 33 - Utilities | EA | 33 12 20
3312.4001 6" x 4" Tapping Sleeve & Valve | 6" x 4" Tapping Sleeve & Valve | 3312.4001 | Division 33 - Utilities | EA | 33 12 25
3312.4002 6" x 6" Tapping Sleeve & Valve | 6" x 6" Tapping Sleeve & Valve | 3312.4002 | Division 33 - Utilities | EA | 33 12 25
3312.4003 8" x 4" Tapping Sleeve & Valve | 8" x 4" Tapping Sleeve & Valve | 3312.4003 | Division 33 - Utilities | EA | 33 12 25
3312.4004 8" x 6" Tapping Sleeve & Valve | 8" x 6" Tapping Sleeve & Valve | 3312.4004 | Division 33 - Utilities | EA | 33 12 25
3312.4005 8" x 8" Tapping Sleeve & Valve | 8" x 8" Tapping Sleeve & Valve | 3312.4005 | Division 33 - Utilities | EA | 33 12 25
3312.4101 10" x 4" Tapping Sleeve & Valve | 10" x 4" Tapping Sleeve & Valve | 3312.4101 | Division 33 - Utilities | EA | 33 12 25
3312.4102 10" x 6" Tapping Sleeve & Valve | 10" x 6" Tapping Sleeve & Valve | 3312.4102 | Division 33 - Utilities | EA | 33 12 25
3312.4103 10" x 8" Tapping Sleeve & Valve | 10" x 8" Tapping Sleeve & Valve | 3312.4103 | Division 33 - Utilities | EA | 33 12 25
3312.4104 10" x 10" Tapping Sleeve & Valve | 10" x 10" Tapping Sleeve & Valve | 3312.4104 | Division 33 - Utilities | EA | 33 12 25
3312.4105 12" x 4" Tapping Sleeve & Valve | 12" x 4" Tapping Sleeve & Valve | 3312.4105 | Division 33 - Utilities | EA | 33 12 25
3312.4106 12" x 6" Tapping Sleeve & Valve | 12" x 6" Tapping Sleeve & Valve | 3312.4106 | Division 33 - Utilities | EA | 33 12 25
3312.4107 12" x 8" Tapping Sleeve & Valve | 12" x 8" Tapping Sleeve & Valve | 3312.4107 | Division 33 - Utilities | EA | 33 12 25
3312.4108 12" x 10" Tapping Sleeve & Valve | 12" x 10" Tapping Sleeve & Valve | 3312.4108 | Division 33 - Utilities | EA | 33 12 25
3312.4109 12" x 12" Tapping Sleeve & Valve | 12" x 12" Tapping Sleeve & Valve | 3312.4109 | Division 33 - Utilities | EA | 33 12 25
3312.4110 16" x 4" Tapping Sleeve & Valve | 16" x 4" Tapping Sleeve & Valve | 3312.4110 | Division 33 - Utilities | EA | 33 12 25
3312.4111 16" x 6" Tapping Sleeve & Valve | 16" x 6" Tapping Sleeve & Valve | 3312.4111 | Division 33 - Utilities | EA | 33 12 25
3312.4112 16" x 8" Tapping Sleeve & Valve | 16" x 8" Tapping Sleeve & Valve | 3312.4112 | Division 33 - Utilities | EA | 33 12 25
3312.4113 16" x 10" Tapping Sleeve & Valve | 16" x 10" Tapping Sleeve & Valve | 3312.4113 | Division 33 - Utilities | EA | 33 12 25
3312.4114 16" x 12" Tapping Sleeve & Valve | 16" x 12" Tapping Sleeve & Valve | 3312.4114 | Division 33 - Utilities | EA | 33 12 25
3312.4115 18" x 4" Tapping Sleeve & Valve | 18" x 4" Tapping Sleeve & Valve | 3312.4115 | Division 33 - Utilities | EA | 33 12 25
3312.4116 18" x 6" Tapping Sleeve & Valve | 18" x 6" Tapping Sleeve & Valve | 3312.4116 | Division 33 - Utilities | EA | 33 12 25
3312.4117 18" x 8" Tapping Sleeve & Valve | 18" x 8" Tapping Sleeve & Valve | 3312.4117 | Division 33 - Utilities | EA | 33 12 25
3312.4118 18" x 10" Tapping Sleeve & Valve | 18" x 10" Tapping Sleeve & Valve | 3312.4118 | Division 33 - Utilities | EA | 33 12 25
3312.4119 18" x 12" Tapping Sleeve & Valve | 18" x 12" Tapping Sleeve & Valve | 3312.4119 | Division 33 - Utilities | EA | 33 12 25
3312.4120 18" x 16" Tapping Sleeve & Valve | 18" x 16" Tapping Sleeve & Valve | 3312.4120 | Division 33 - Utilities | EA | 33 12 25
3312.4201 20" x 4" Tapping Sleeve & Valve | 20" x 4" Tapping Sleeve & Valve | 3312.4201 | Division 33 - Utilities | EA | 33 12 25
3312.4202 20" x 6" Tapping Sleeve & Valve | 20" x 6" Tapping Sleeve & Valve | 3312.4202 | Division 33 - Utilities | EA | 33 12 25
3312.4203 20" x 8" Tapping Sleeve & Valve | 20" x 8" Tapping Sleeve & Valve | 3312.4203 | Division 33 - Utilities | EA | 33 12 25
3312.4204 20" x 10" Tapping Sleeve & Valve | 20" x 10" Tapping Sleeve & Valve | 3312.4204 | Division 33 - Utilities | EA | 33 12 25
3312.4205 20" x 12" Tapping Sleeve & Valve | 20" x 12" Tapping Sleeve & Valve | 3312.4205 | Division 33 - Utilities | EA | 33 12 25
3312.4206 20" x 16" Tapping Sleeve & Valve | 20" x 16" Tapping Sleeve & Valve | 3312.4206 | Division 33 - Utilities | EA | 33 12 25
3312.4207 24" x 4" Tapping Sleeve & Valve | 24" x 4" Tapping Sleeve & Valve | 3312.4207 | Division 33 - Utilities | EA | 33 12 25
3312.4208 24" x 6" Tapping Sleeve & Valve | 24" x 6" Tapping Sleeve & Valve | 3312.4208 | Division 33 - Utilities | EA | 33 12 25
3312.4209 24" x 8" Tapping Sleeve & Valve | 24" x 8" Tapping Sleeve & Valve | 3312.4209 | Division 33 - Utilities | EA | 33 12 25
3312.4210 24" x 10" Tapping Sleeve & Valve | 24" x 10" Tapping Sleeve & Valve | 3312.4210 | Division 33 - Utilities | EA | 33 12 25
3312.4211 24" x 12" Tapping Sleeve & Valve | 24" x 12" Tapping Sleeve & Valve | 3312.4211 | Division 33 - Utilities | EA | 33 12 25
3312.4212 24" x 16" Tapping Sleeve & Valve | 24" x 16" Tapping Sleeve & Valve | 3312.4212 | Division 33 - Utilities | EA | 33 12 25
3312.4213 24" x 20" Tapping Sleeve & Valve | 24" x 20" Tapping Sleeve & Valve | 3312.4213 | Division 33 - Utilities | EA | 33 12 25
3312.4301 30" x 4" Tapping Sleeve & Valve | 30" x 4" Tapping Sleeve & Valve | 3312.4301 | Division 33 - Utilities | EA | 33 12 25
3312.4302 30" x 6" Tapping Sleeve & Valve | 30" x 6" Tapping Sleeve & Valve | 3312.4302 | Division 33 - Utilities | EA | 33 12 25
3312.4303 30" x 8" Tapping Sleeve & Valve | 30" x 8" Tapping Sleeve & Valve | 3312.4303 | Division 33 - Utilities | EA | 33 12 25
3312.4304 30" x 10" Tapping Sleeve & Valve | 30" x 10" Tapping Sleeve & Valve | 3312.4304 | Division 33 - Utilities | EA | 33 12 25
3312.4305 30" x 12" Tapping Sleeve & Valve | 30" x 12" Tapping Sleeve & Valve | 3312.4305 | Division 33 - Utilities | EA | 33 12 25
3312.4306 30" x 16" Tapping Sleeve & Valve | 30" x 16" Tapping Sleeve & Valve | 3312.4306 | Division 33 - Utilities | EA | 33 12 25
3312.4307 30" x 20" Tapping Sleeve & Valve | 30" x 20" Tapping Sleeve & Valve | 3312.4307 | Division 33 - Utilities | EA | 33 12 25
3312.4308 30" x 24" Tapping Sleeve & Valve | 30" x 24" Tapping Sleeve & Valve | 3312.4308 | Division 33 - Utilities | EA | 33 12 25
3312.4309 36" x 4" Tapping Sleeve & Valve | 36" x 4" Tapping Sleeve & Valve | 3312.4309 | Division 33 - Utilities | EA | 33 12 25
3312.4310 36" x 6" Tapping Sleeve & Valve | 36" x 6" Tapping Sleeve & Valve | 3312.4310 | Division 33 - Utilities | EA | 33 12 25
3312.4311 36" x 8" Tapping Sleeve & Valve | 36" x 8" Tapping Sleeve & Valve | 3312.4311 | Division 33 - Utilities | EA | 33 12 25
3312.4312 36" x 10" Tapping Sleeve & Valve | 36" x 10" Tapping Sleeve & Valve | 3312.4312 | Division 33 - Utilities | EA | 33 12 25
3312.4313 36" x 12" Tapping Sleeve & Valve | 36" x 12" Tapping Sleeve & Valve | 3312.4313 | Division 33 - Utilities | EA | 33 12 25
3312.4314 36" x 16" Tapping Sleeve & Valve | 36" x 16" Tapping Sleeve & Valve | 3312.4314 | Division 33 - Utilities | EA | 33 12 25
3312.4315 36" x 20" Tapping Sleeve & Valve | 36" x 20" Tapping Sleeve & Valve | 3312.4315 | Division 33 - Utilities | EA | 33 12 25
3312.4316 36" x 24" Tapping Sleeve & Valve | 36" x 24" Tapping Sleeve & Valve | 3312.4316 | Division 33 - Utilities | EA | 33 12 25
3312.4317 36" x 30" Tapping Sleeve & Valve | 36" x 30" Tapping Sleeve & Valve | 3312.4317 | Division 33 - Utilities | EA | 33 12 25
3312.4401 42" x 4" Tapping Sleeve & Valve | 42" x 4" Tapping Sleeve & Valve | 3312.4401 | Division 33 - Utilities | EA | 33 12 25
3312.4402 42" x 6" Tapping Sleeve & Valve | 42" x 6" Tapping Sleeve & Valve | 3312.4402 | Division 33 - Utilities | EA | 33 12 25
3312.4403 42" x 8" Tapping Sleeve & Valve | 42" x 8" Tapping Sleeve & Valve | 3312.4403 | Division 33 - Utilities | EA | 33 12 25
3312.4404 42" x 10" Tapping Sleeve & Valve | 42" x 10" Tapping Sleeve & Valve | 3312.4404 | Division 33 - Utilities | EA | 33 12 25
3312.4405 42" x 12" Tapping Sleeve & Valve | 42" x 12" Tapping Sleeve & Valve | 3312.4405 | Division 33 - Utilities | EA | 33 12 25
3312.4406 42" x 16" Tapping Sleeve & Valve | 42" x 16" Tapping Sleeve & Valve | 3312.4406 | Division 33 - Utilities | EA | 33 12 25
3312.4407 42" x 20" Tapping Sleeve & Valve | 42" x 20" Tapping Sleeve & Valve | 3312.4407 | Division 33 - Utilities | EA | 33 12 25
3312.4408 42" x 24" Tapping Sleeve & Valve | 42" x 24" Tapping Sleeve & Valve | 3312.4408 | Division 33 - Utilities | EA | 33 12 25
3312.4409 42" x 30" Tapping Sleeve & Valve | 42" x 30" Tapping Sleeve & Valve | 3312.4409 | Division 33 - Utilities | EA | 33 12 25
3312.4410 42" x 36" Tapping Sleeve & Valve | 42" x 36" Tapping Sleeve & Valve | 3312.4410 | Division 33 - Utilities | EA | 33 12 25
3312.4411 48" x 4" Tapping Sleeve & Valve | 48" x 4" Tapping Sleeve & Valve | 3312.4411 | Division 33 - Utilities | EA | 33 12 25
3312.4412 48" x 6" Tapping Sleeve & Valve | 48" x 6" Tapping Sleeve & Valve | 3312.4412 | Division 33 - Utilities | EA | 33 12 25
3312.4413 48" x 8" Tapping Sleeve & Valve | 48" x 8" Tapping Sleeve & Valve | 3312.4413 | Division 33 - Utilities | EA | 33 12 25
3312.4414 48" x 10" Tapping Sleeve & Valve | 48" x 10" Tapping Sleeve & Valve | 3312.4414 | Division 33 - Utilities | EA | 33 12 25
3312.4415 48" x 12" Tapping Sleeve & Valve | 48" x 12" Tapping Sleeve & Valve | 3312.4415 | Division 33 - Utilities | EA | 33 12 25
3312.4416 48" x 16" Tapping Sleeve & Valve | 48" x 16" Tapping Sleeve & Valve | 3312.4416 | Division 33 - Utilities | EA | 33 12 25
3312.4417 48" x 20" Tapping Sleeve & Valve | 48" x 20" Tapping Sleeve & Valve | 3312.4417 | Division 33 - Utilities | EA | 33 12 25
3312.4418 48" x 24" Tapping Sleeve & Valve | 48" x 24" Tapping Sleeve & Valve | 3312.4418 | Division 33 - Utilities | EA | 33 12 25
3312.4419 48" x 30" Tapping Sleeve & Valve | 48" x 30" Tapping Sleeve & Valve | 3312.4419 | Division 33 - Utilities | EA | 33 12 25
3312.4420 48" x 36" Tapping Sleeve & Valve | 48" x 36" Tapping Sleeve & Valve | 3312.4420 | Division 33 - Utilities | EA | 33 12 25
3312.4421 48" x 42" Tapping Sleeve & Valve | 48" x 42" Tapping Sleeve & Valve | 3312.4421 | Division 33 - Utilities | EA | 33 12 25
3312.4501 54" x 4" Tapping Sleeve & Valve | 54" x 4" Tapping Sleeve & Valve | 3312.4501 | Division 33 - Utilities | EA | 33 12 25
3312.4502 54" x 6" Tapping Sleeve & Valve | 54" x 6" Tapping Sleeve & Valve | 3312.4502 | Division 33 - Utilities | EA | 33 12 25
3312.4503 54" x 8" Tapping Sleeve & Valve | 54" x 8" Tapping Sleeve & Valve | 3312.4503 | Division 33 - Utilities | EA | 33 12 25
3312.4504 54" x 10" Tapping Sleeve & Valve | 54" x 10" Tapping Sleeve & Valve | 3312.4504 | Division 33 - Utilities | EA | 33 12 25
3312.4505 54" x 12" Tapping Sleeve & Valve | 54" x 12" Tapping Sleeve & Valve | 3312.4505 | Division 33 - Utilities | EA | 33 12 25
3312.4506 54" x 16" Tapping Sleeve & Valve | 54" x 16" Tapping Sleeve & Valve | 3312.4506 | Division 33 - Utilities | EA | 33 12 25
3312.4507 54" x 20" Tapping Sleeve & Valve | 54" x 20" Tapping Sleeve & Valve | 3312.4507 | Division 33 - Utilities | EA | 33 12 25
3312.4508 54" x 24" Tapping Sleeve & Valve | 54" x 24" Tapping Sleeve & Valve | 3312.4508 | Division 33 - Utilities | EA | 33 12 25
3312.4509 54" x 30" Tapping Sleeve & Valve | 54" x 30" Tapping Sleeve & Valve | 3312.4509 | Division 33 - Utilities | EA | 33 12 25
3312.4510 54" x 36" Tapping Sleeve & Valve | 54" x 36" Tapping Sleeve & Valve | 3312.4510 | Division 33 - Utilities | EA | 33 12 25
3312.4511 54" x 42" Tapping Sleeve & Valve | 54" x 42" Tapping Sleeve & Valve | 3312.4511 | Division 33 - Utilities | EA | 33 12 25
3312.4512 54" x 48" Tapping Sleeve & Valve | 54" x 48" Tapping Sleeve & Valve | 3312.4512 | Division 33 - Utilities | EA | 33 12 25
3312.4601 60" x 4" Tapping Sleeve & Valve | 60" x 4" Tapping Sleeve & Valve | 3312.4601 | Division 33 - Utilities | EA | 33 12 25
3312.4602 60" x 6" Tapping Sleeve & Valve | 60" x 6" Tapping Sleeve & Valve | 3312.4602 | Division 33 - Utilities | EA | 33 12 25
3312.4603 60" x 8" Tapping Sleeve & Valve | 60" x 8" Tapping Sleeve & Valve | 3312.4603 | Division 33 - Utilities | EA | 33 12 25
3312.4604 60" x 10" Tapping Sleeve & Valve | 60" x 10" Tapping Sleeve & Valve | 3312.4604 | Division 33 - Utilities | EA | 33 12 25
3312.4605 60" x 12" Tapping Sleeve & Valve | 60" x 12" Tapping Sleeve & Valve | 3312.4605 | Division 33 - Utilities | EA | 33 12 25
3312.4606 60" x 16" Tapping Sleeve & Valve | 60" x 16" Tapping Sleeve & Valve | 3312.4606 | Division 33 - Utilities | EA | 33 12 25
3312.4607 60" x 20" Tapping Sleeve & Valve | 60" x 20" Tapping Sleeve & Valve | 3312.4607 | Division 33 - Utilities | EA | 33 12 25
3312.4608 60" x 24" Tapping Sleeve & Valve | 60" x 24" Tapping Sleeve & Valve | 3312.4608 | Division 33 - Utilities | EA | 33 12 25
3312.4609 60" x 30" Tapping Sleeve & Valve | 60" x 30" Tapping Sleeve & Valve | 3312.4609 | Division 33 - Utilities | EA | 33 12 25
3312.4610 60" x 36" Tapping Sleeve & Valve | 60" x 36" Tapping Sleeve & Valve | 3312.4610 | Division 33 - Utilities | EA | 33 12 25
3312.4611 60" x 42" Tapping Sleeve & Valve | 60" x 42" Tapping Sleeve & Valve | 3312.4611 | Division 33 - Utilities | EA | 33 12 25
3312.4612 60" x 48" Tapping Sleeve & Valve | 60" x 48" Tapping Sleeve & Valve | 3312.4612 | Division 33 - Utilities | EA | 33 12 25
3312.5000 36" AWWA Butterfly Valve, w/ Vault | 36" AWWA Butterfly Valve, w/ Vault | 3312.5000 | Division 33 - Utilities | EA | 33 12 21
3312.5001 42" AWWA Butterfly Valve, w/ vault | 42" AWWA Butterfly Valve, w/ vault | 3312.5001 | Division 33 - Utilities | EA | 33 12 21
3312.5002 48" AWWA Butterfly Valve, w/ vault | 48" AWWA Butterfly Valve, w/ vault | 3312.5002 | Division 33 - Utilities | EA | 33 12 21
3312.5003 54" AWWA Butterfly Valve, w/ vault | 54" AWWA Butterfly Valve, w/ vault | 3312.5003 | Division 33 - Utilities | EA | 33 12 21
3312.5004 60" AWWA Butterfly Valve, w/ vault | 60" AWWA Butterfly Valve, w/ vault | 3312.5004 | Division 33 - Utilities | EA | 33 12 21
3312.5005 66" AWWA Butterfly Valve, w/ vault | 66" AWWA Butterfly Valve, w/ vault | 3312.5005 | Division 33 - Utilities | EA | 33 12 21
3312.5006 72" AWWA Butterfly Valve, w/ vault | 72" AWWA Butterfly Valve, w/ vault | 3312.5006 | Division 33 - Utilities | EA | 33 12 21
3312.6001 4" Blow Off Valve | 4" Blow Off Valve | 3312.6001 | Division 33 - Utilities | EA | 33 12 60
3312.6002 6" Blow Off Valve | 6" Blow Off Valve | 3312.6002 | Division 33 - Utilities | EA | 33 12 60
3312.6003 8" Blow Off Valve | 8" Blow Off Valve | 3312.6003 | Division 33 - Utilities | EA | 33 12 60
3312.6004 12" Blow Off Valve | 12" Blow Off Valve | 3312.6004 | Division 33 - Utilities | EA | 33 12 60
3331.0101 4" Sewer Pipe, Point Repair | 4" Sewer Pipe, Point Repair | 3331.0101 | Division 33 - Utilities | LF | 33 31 22, 33 31 23
3331.0102 6" Sewer Pipe, Point Repair | 6" Sewer Pipe, Point Repair | 3331.0102 | Division 33 - Utilities | LF | 33 31 22, 33 31 23
3331.0103 8" Sewer Pipe, Point Repair | 8" Sewer Pipe, Point Repair | 3331.0103 | Division 33 - Utilities | LF | 33 31 22, 33 31 23
3331.0104 10" Sewer Pipe, Point Repair | 10" Sewer Pipe, Point Repair | 3331.0104 | Division 33 - Utilities | LF | 33 31 22, 33 31 23
3331.0105 12" Sewer Pipe, Point Repair | 12" Sewer Pipe, Point Repair | 3331.0105 | Division 33 - Utilities | LF | 33 31 22, 33 31 23
3331.0106 15" Sewer Pipe, Point Repair | 15" Sewer Pipe, Point Repair | 3331.0106 | Division 33 - Utilities | LF | 33 31 22, 33 31 23
3331.0107 16" Sewer Pipe, Point Repair | 16" Sewer Pipe, Point Repair | 3331.0107 | Division 33 - Utilities | LF | 33 31 22, 33 31 23
3331.0108 18" Sewer Pipe, Point Repair | 18" Sewer Pipe, Point Repair | 3331.0108 | Division 33 - Utilities | LF | 33 31 22, 33 31 23
3331.0109 20" Sewer Pipe, Point Repair | 20" Sewer Pipe, Point Repair | 3331.0109 | Division 33 - Utilities | LF | 33 31 22, 33 31 23
3331.0110 21" Sewer Pipe, Point Repair | 21" Sewer Pipe, Point Repair | 3331.0110 | Division 33 - Utilities | LF | 33 31 22, 33 31 23
3331.0111 24" Sewer Pipe, Point Repair | 24" Sewer Pipe, Point Repair | 3331.0111 | Division 33 - Utilities | LF | 33 31 22, 33 31 23
3331.0112 27" Sewer Pipe, Point Repair | 27" Sewer Pipe, Point Repair | 3331.0112 | Division 33 - Utilities | LF | 33 31 22, 33 31 23
3331.0113 30" Sewer Pipe, Point Repair | 30" Sewer Pipe, Point Repair | 3331.0113 | Division 33 - Utilities | LF | 33 31 22, 33 31 23
3331.0114 36" Sewer Pipe, Point Repair | 36" Sewer Pipe, Point Repair | 3331.0114 | Division 33 - Utilities | LF | 33 31 22, 33 31 23
3331.0115 42" Sewer Pipe, Point Repair | 42" Sewer Pipe, Point Repair | 3331.0115 | Division 33 - Utilities | LF | 33 31 22, 33 31 23
3331.0116 48" Sewer Pipe, Point Repair | 48" Sewer Pipe, Point Repair | 3331.0116 | Division 33 - Utilities | LF | 33 31 22, 33 31 23
3331.0117 54" Sewer Pipe, Point Repair | 54" Sewer Pipe, Point Repair | 3331.0117 | Division 33 - Utilities | LF | 33 31 22, 33 31 23
3331.0118 60" Sewer Pipe, Point Repair | 60" Sewer Pipe, Point Repair | 3331.0118 | Division 33 - Utilities | LF | 33 31 22, 33 31 23
3331.0119 66" Sewer Pipe, Point Repair | 66" Sewer Pipe, Point Repair | 3331.0119 | Division 33 - Utilities | LF | 33 31 22, 33 31 23
3331.0120 72" Sewer Pipe, Point Repair | 72" Sewer Pipe, Point Repair | 3331.0120 | Division 33 - Utilities | LF | 33 31 22, 33 31 23
3331.0201 4" Sewer Pipe, Slip Lining | 4" Sewer Pipe, Slip Lining | 3331.0201 | Division 33 - Utilities | LF | 33 31 22
3331.0202 6" Sewer Pipe, Slip Lining | 6" Sewer Pipe, Slip Lining | 3331.0202 | Division 33 - Utilities | LF | 33 31 22
3331.0203 8" Sewer Pipe, Slip Lining | 8" Sewer Pipe, Slip Lining | 3331.0203 | Division 33 - Utilities | LF | 33 31 22
3331.0204 10" Sewer Pipe, Slip Lining | 10" Sewer Pipe, Slip Lining | 3331.0204 | Division 33 - Utilities | LF | 33 31 22
3331.0205 12" Sewer Pipe, Slip Lining | 12" Sewer Pipe, Slip Lining | 3331.0205 | Division 33 - Utilities | LF | 33 31 22
3331.0206 15" Sewer Pipe, Slip Lining | 15" Sewer Pipe, Slip Lining | 3331.0206 | Division 33 - Utilities | LF | 33 31 22
3331.0207 16" Sewer Pipe, Slip Lining | 16" Sewer Pipe, Slip Lining | 3331.0207 | Division 33 - Utilities | LF | 33 31 22
3331.0208 18" Sewer Pipe, Slip Lining | 18" Sewer Pipe, Slip Lining | 3331.0208 | Division 33 - Utilities | LF | 33 31 22
3331.0209 20" Sewer Pipe, Slip Lining | 20" Sewer Pipe, Slip Lining | 3331.0209 | Division 33 - Utilities | LF | 33 31 22
3331.0210 21" Sewer Pipe, Slip Lining | 21" Sewer Pipe, Slip Lining | 3331.0210 | Division 33 - Utilities | LF | 33 31 22
3331.0211 24" Sewer Pipe, Slip Lining | 24" Sewer Pipe, Slip Lining | 3331.0211 | Division 33 - Utilities | LF | 33 31 22
3331.0212 27" Sewer Pipe, Slip Lining | 27" Sewer Pipe, Slip Lining | 3331.0212 | Division 33 - Utilities | LF | 33 31 22
3331.0213 30" Sewer Pipe, Slip Lining | 30" Sewer Pipe, Slip Lining | 3331.0213 | Division 33 - Utilities | LF | 33 31 22
3331.0214 36" Sewer Pipe, Slip Lining | 36" Sewer Pipe, Slip Lining | 3331.0214 | Division 33 - Utilities | LF | 33 31 22
3331.0215 42" Sewer Pipe, Slip Lining | 42" Sewer Pipe, Slip Lining | 3331.0215 | Division 33 - Utilities | LF | 33 31 22
3331.0216 48" Sewer Pipe, Slip Lining | 48" Sewer Pipe, Slip Lining | 3331.0216 | Division 33 - Utilities | LF | 33 31 22
3331.0217 54" Sewer Pipe, Slip Lining | 54" Sewer Pipe, Slip Lining | 3331.0217 | Division 33 - Utilities | LF | 33 31 22
3331.0218 60" Sewer Pipe, Slip Lining | 60" Sewer Pipe, Slip Lining | 3331.0218 | Division 33 - Utilities | LF | 33 31 22
3331.0219 66" Sewer Pipe, Slip Lining | 66" Sewer Pipe, Slip Lining | 3331.0219 | Division 33 - Utilities | LF | 33 31 22
3331.0220 72" Sewer Pipe, Slip Lining | 72" Sewer Pipe, Slip Lining | 3331.0220 | Division 33 - Utilities | LF | 33 31 22
3331.1101 6" Pipe Enlargement | 6" Pipe Enlargement | 3331.1101 | Division 33 - Utilities | LF | 33 31 23
3331.1102 8" Pipe Enlargement | 8" Pipe Enlargement | 3331.1102 | Division 33 - Utilities | LF | 33 31 23
3331.1103 10" Pipe Enlargement | 10" Pipe Enlargement | 3331.1103 | Division 33 - Utilities | LF | 33 31 23
3331.1104 12" Pipe Enlargement | 12" Pipe Enlargement | 3331.1104 | Division 33 - Utilities | LF | 33 31 23
3331.1105 15" Pipe Enlargement | 15" Pipe Enlargement | 3331.1105 | Division 33 - Utilities | LF | 33 31 23
3331.1106 16" Pipe Enlargement | 16" Pipe Enlargement | 3331.1106 | Division 33 - Utilities | LF | 33 31 23
3331.1107 18" Pipe Enlargement | 18" Pipe Enlargement | 3331.1107 | Division 33 - Utilities | LF | 33 31 23
3331.1108 21" Pipe Enlargement | 21" Pipe Enlargement | 3331.1108 | Division 33 - Utilities | LF | 33 31 23
3331.1109 24" Pipe Enlargement | 24" Pipe Enlargement | 3331.1109 | Division 33 - Utilities | LF | 33 31 23
3331.1110 27" Pipe Enlargement | 27" Pipe Enlargement | 3331.1110 | Division 33 - Utilities | LF | 33 31 23
3331.1111 30" Pipe Enlargement | 30" Pipe Enlargement | 3331.1111 | Division 33 - Utilities | LF | 33 31 23
3331.1112 36" Pipe Enlargement | 36" Pipe Enlargement | 3331.1112 | Division 33 - Utilities | LF | 33 31 23
3331.1113 42" Pipe Enlargement | 42" Pipe Enlargement | 3331.1113 | Division 33 - Utilities | LF | 33 31 23
3331.1114 48" Pipe Enlargement | 48" Pipe Enlargement | 3331.1114 | Division 33 - Utilities | LF | 33 31 23
3331.1201 Service Reinstatement, Pipe Enlargement | Service Reinstatement, Pipe Enlargement | 3331.1201 | Division 33 - Utilities | EA | 33 31 23
3331.2101 6" CIPP | 6" CIPP | 3331.2101 | Division 33 - Utilities | LF | 33 31 12
3331.2102 8" CIPP | 8" CIPP | 3331.2102 | Division 33 - Utilities | LF | 33 31 12
3331.2103 10" CIPP | 10" CIPP | 3331.2103 | Division 33 - Utilities | LF | 33 31 12
3331.2104 12" CIPP | 12" CIPP | 3331.2104 | Division 33 - Utilities | LF | 33 31 12
3331.2105 15" CIPP | 15" CIPP | 3331.2105 | Division 33 - Utilities | LF | 33 31 12
3331.2106 16" CIPP | 16" CIPP | 3331.2106 | Division 33 - Utilities | LF | 33 31 12
3331.2107 18" CIPP | 18" CIPP | 3331.2107 | Division 33 - Utilities | LF | 33 31 12
3331.2108 20" CIPP | 20" CIPP | 3331.2108 | Division 33 - Utilities | LF | 33 31 12
3331.2109 21" CIPP | 21" CIPP | 3331.2109 | Division 33 - Utilities | LF | 33 31 12
3331.2110 24" CIPP | 24" CIPP | 3331.2110 | Division 33 - Utilities | LF | 33 31 12
3331.2111 27" CIPP | 27" CIPP | 3331.2111 | Division 33 - Utilities | LF | 33 31 12
3331.2112 30" CIPP | 30" CIPP | 3331.2112 | Division 33 - Utilities | LF | 33 31 12
3331.2113 36" CIPP | 36" CIPP | 3331.2113 | Division 33 - Utilities | LF | 33 31 12
3331.2114 42" CIPP | 42" CIPP | 3331.2114 | Division 33 - Utilities | LF | 33 31 12
3331.2115 48" CIPP | 48" CIPP | 3331.2115 | Division 33 - Utilities | LF | 33 31 12
3331.2116 54" CIPP | 54" CIPP | 3331.2116 | Division 33 - Utilities | LF | 33 31 12
3331.2117 60" CIPP | 60" CIPP | 3331.2117 | Division 33 - Utilities | LF | 33 31 12
3331.2118 64" CIPP | 64" CIPP | 3331.2118 | Division 33 - Utilities | LF | 33 31 12
3331.2119 72" CIPP | 72" CIPP | 3331.2119 | Division 33 - Utilities | LF | 33 31 12
3331.2120 84" CIPP | 84" CIPP | 3331.2120 | Division 33 - Utilities | LF | 33 31 12
3331.2121 96" CIPP | 96" CIPP | 3331.2121 | Division 33 - Utilities | LF | 33 31 12
3331.2201 Service Reconnection, CIPP | Service Reconnection, CIPP | 3331.2201 | Division 33 - Utilities | EA | 33 31 12
3331.3101 4" Sewer Service | 4" Sewer Service | 3331.3101 | Division 33 - Utilities | EA | 33 31 50
3331.3102 4" 2-Way Cleanout | 4" 2-Way Cleanout | 3331.3102 | Division 33 - Utilities | EA | 33 31 50
3331.3103 4" Bored Sewer Service | 4" Bored Sewer Service | 3331.3103 | Division 33 - Utilities | EA | 33 31 50
3331.3105 4" Private Sewer Service | 4" Private Sewer Service | 3331.3105 | Division 33 - Utilities | LF | 33 31 50
3331.3106 4" DIP Sewer Service | 4" DIP Sewer Service | 3331.3106 | Division 33 - Utilities | EA | 33 31 50
3331.3107 4" DIP Bored Sewer Service | 4" DIP Bored Sewer Service | 3331.3107 | Division 33 - Utilities | EA | 33 31 50
3331.3109 4" DIP Private Sewer Service | 4" DIP Private Sewer Service | 3331.3109 | Division 33 - Utilities | LF | 33 31 50
3331.3201 6" Sewer Service | 6" Sewer Service | 3331.3201 | Division 33 - Utilities | EA | 33 31 50
3331.3202 6" 2-way Cleanout | 6" 2-way Cleanout | 3331.3202 | Division 33 - Utilities | EA | 33 31 50
3331.3203 6" Bored Sewer Service | 6" Bored Sewer Service | 3331.3203 | Division 33 - Utilities | EA | 33 31 50
3331.3205 6" Private Sewer Service | 6" Private Sewer Service | 3331.3205 | Division 33 - Utilities | LF | 33 31 50
3331.3206 6" DIP Sewer Service | 6" DIP Sewer Service | 3331.3206 | Division 33 - Utilities | EA | 33 31 50
3331.3207 6" DIP Bored Sewer Service | 6" DIP Bored Sewer Service | 3331.3207 | Division 33 - Utilities | EA | 33 31 50
3331.3209 6" DIP Private Sewer Service | 6" DIP Private Sewer Service | 3331.3209 | Division 33 - Utilities | LF | 33 31 50
3331.3301 8" Sewer Service | 8" Sewer Service | 3331.3301 | Division 33 - Utilities | EA | 33 31 50
3331.3302 8" 2-way Cleanout | 8" 2-way Cleanout | 3331.3302 | Division 33 - Utilities | EA | 33 31 50
3331.3303 8" Bored Sewer Service | 8" Bored Sewer Service | 3331.3303 | Division 33 - Utilities | EA | 33 31 50
3331.3305 8" Private Sewer Service | 8" Private Sewer Service | 3331.3305 | Division 33 - Utilities | LF | 33 31 50
3331.3306 8" DIP Sewer Service | 8" DIP Sewer Service | 3331.3306 | Division 33 - Utilities | EA | 33 31 50
3331.3308 8" DIP Bored Sewer Service | 8" DIP Bored Sewer Service | 3331.3308 | Division 33 - Utilities | EA | 33 31 50
3331.3310 8" DIP Private Sewer Service | 8" DIP Private Sewer Service | 3331.3310 | Division 33 - Utilities | LF | 33 31 50
3331.3311 4" Sewer Service, Reconnection | 4" Sewer Service, Reconnection | 3331.3311 | Division 33 - Utilities | EA | 33 31 50
3331.3312 6" Sewer Service, Reconnection | 6" Sewer Service, Reconnection | 3331.3312 | Division 33 - Utilities | EA | 33 31 50
3331.3313 8" Sewer Service, Reconnection | 8" Sewer Service, Reconnection | 3331.3313 | Division 33 - Utilities | EA | 33 31 50
3331.3314 4" Sewer Service, Reinstatement | 4" Sewer Service, Reinstatement | 3331.3314 | Division 33 - Utilities | EA | 33 31 50
3331.3315 6" Sewer Service, Reinstatement | 6" Sewer Service, Reinstatement | 3331.3315 | Division 33 - Utilities | EA | 33 31 50
3331.3316 8" Sewer Service, Reinstatement | 8" Sewer Service, Reinstatement | 3331.3316 | Division 33 - Utilities | EA | 33 31 50
3331.3401 Ductile Iron Sewer Fittings | Ductile Iron Sewer Fittings | 3331.3401 | Division 33 - Utilities | TON | 33 11 11
3331.4101 4" Sewer Pipe | 4" Sewer Pipe | 3331.4101 | Division 33 - Utilities | LF | 33 11 10, 33 31 20
3331.4102 4" Sewer Pipe, CSS Backfill | 4" Sewer Pipe, CSS Backfill | 3331.4102 | Division 33 - Utilities | LF | 33 11 10, 33 31 20
3331.4103 4" Sewer Pipe, Select Backfill | 4" Sewer Pipe, Select Backfill | 3331.4103 | Division 33 - Utilities | LF | 33 11 10, 33 31 20
3331.4104 4" Sewer Force Main | 4" Sewer Force Main | 3331.4104 | Division 33 - Utilities | LF | 33 11 10, 33 11 12, 33 31 15
3331.4105 4" DIP Sewer | 4" DIP Sewer | 3331.4105 | Division 33 - Utilities | LF | 33 11 10
3331.4106 4" DIP Sewer, CSS Backfill | 4" DIP Sewer, CSS Backfill | 3331.4106 | Division 33 - Utilities | LF | 33 11 10
3331.4107 4" DIP Sewer, Select Backfill | 4" DIP Sewer, Select Backfill | 3331.4107 | Division 33 - Utilities | LF | 33 11 10
3331.4108 6" Sewer Pipe | 6" Sewer Pipe | 3331.4108 | Division 33 - Utilities | LF | 33 11 10, 33 31 12, 33 31 20
3331.4109 6" Sewer Pipe, CSS Backfill | 6" Sewer Pipe, CSS Backfill | 3331.4109 | Division 33 - Utilities | LF | 33 11 10, 33 31 12, 33 31 20
3331.4110 6" Sewer Pipe, Select Backfill | 6" Sewer Pipe, Select Backfill | 3331.4110 | Division 33 - Utilities | LF | 33 11 10, 33 31 12, 33 31 20
3331.4111 6" Sewer Force Main | 6" Sewer Force Main | 3331.4111 | Division 33 - Utilities | LF | 33 11 10, 33 11 12, 33 31 15
3331.4112 6" DIP Sewer Pipe | 6" DIP Sewer Pipe | 3331.4112 | Division 33 - Utilities | LF | 33 11 10
3331.4113 6" DIP Sewer Pipe, CSS Backfill | 6" DIP Sewer Pipe, CSS Backfill | 3331.4113 | Division 33 - Utilities | LF | 33 11 10
3331.4114 6" DIP Sewer Pipe, Select Backfill | 6" DIP Sewer Pipe, Select Backfill | 3331.4114 | Division 33 - Utilities | LF | 33 11 10
3331.4115 8" Sewer Pipe | 8" Sewer Pipe | 3331.4115 | Division 33 - Utilities | LF | 33 11 10, 33 31 12, 33 31 20
3331.4116 8" Sewer Pipe, CSS Backfill | 8" Sewer Pipe, CSS Backfill | 3331.4116 | Division 33 - Utilities | LF | 33 11 10, 33 31 12, 33 31 20
3331.4117 8" Sewer Pipe, Select Backfill | 8" Sewer Pipe, Select Backfill | 3331.4117 | Division 33 - Utilities | LF | 33 11 10, 33 31 12, 33 31 20
3331.4118 8" Sewer Force Main | 8" Sewer Force Main | 3331.4118 | Division 33 - Utilities | LF | 33 11 10, 33 11 12, 33 31 15
3331.4119 8" DIP Sewer Pipe | 8" DIP Sewer Pipe | 3331.4119 | Division 33 - Utilities | LF | 33 11 10
3331.4120 8" DIP Sewer Pipe, CSS Backfill | 8" DIP Sewer Pipe, CSS Backfill | 3331.4120 | Division 33 - Utilities | LF | 33 11 10
3331.4121 8" DIP Sewer Pipe, Select Backfill | 8" DIP Sewer Pipe, Select Backfill | 3331.4121 | Division 33 - Utilities | LF | 33 11 10
3331.4201 10" Sewer Pipe | 10" Sewer Pipe | 3331.4201 | Division 33 - Utilities | LF | 33 11 10, 33 31 12, 33 31 20
3331.4202 10" Sewer Pipe, CSS Backfill | 10" Sewer Pipe, CSS Backfill | 3331.4202 | Division 33 - Utilities | LF | 33 11 10, 33 31 12, 33 31 20
3331.4203 10" Sewer Pipe, Select Backfill | 10" Sewer Pipe, Select Backfill | 3331.4203 | Division 33 - Utilities | LF | 33 11 10, 33 31 12, 33 31 20
3331.4204 10" Sewer Force Main | 10" Sewer Force Main | 3331.4204 | Division 33 - Utilities | LF | 33 11 10, 33 11 12, 33 31 15
3331.4205 10" DIP Sewer | 10" DIP Sewer | 3331.4205 | Division 33 - Utilities | LF | 33 11 10
3331.4206 10" DIP Sewer, CSS Backfill | 10" DIP Sewer, CSS Backfill | 3331.4206 | Division 33 - Utilities | LF | 33 11 10
3331.4207 10" DIP Sewer, Select Backfill | 10" DIP Sewer, Select Backfill | 3331.4207 | Division 33 - Utilities | LF | 33 11 10
3331.4208 12" Sewer Pipe | 12" Sewer Pipe | 3331.4208 | Division 33 - Utilities | LF | 33 11 10, 33 31 12, 33 31 20
3331.4209 12" Sewer Pipe, CSS Backfill | 12" Sewer Pipe, CSS Backfill | 3331.4209 | Division 33 - Utilities | LF | 33 11 10, 33 31 12, 33 31 20
3331.4210 12" Sewer Pipe, Select Backfill | 12" Sewer Pipe, Select Backfill | 3331.4210 | Division 33 - Utilities | LF | 33 11 10, 33 31 12, 33 31 20
3331.4211 12" Sewer Force Main | 12" Sewer Force Main | 3331.4211 | Division 33 - Utilities | LF | 33 11 10, 33 11 12, 33 31 15
3331.4212 12" DIP Sewer | 12" DIP Sewer | 3331.4212 | Division 33 - Utilities | LF | 33 11 10
3331.4213 12" DIP Sewer, CSS Backfill | 12" DIP Sewer, CSS Backfill | 3331.4213 | Division 33 - Utilities | LF | 33 11 10
3331.4214 12" DIP Sewer, Select Backfill | 12" DIP Sewer, Select Backfill | 3331.4214 | Division 33 - Utilities | LF | 33 11 10
3331.4215 15" Sewer Pipe | 15" Sewer Pipe | 3331.4215 | Division 33 - Utilities | LF | 33 11 10, 33 31 12, 33 31 20
3331.4216 15" Sewer Pipe, CSS Backfill | 15" Sewer Pipe, CSS Backfill | 3331.4216 | Division 33 - Utilities | LF | 33 11 10, 33 31 12, 33 31 20
3331.4217 15" Sewer Pipe, Select Backfill | 15" Sewer Pipe, Select Backfill | 3331.4217 | Division 33 - Utilities | LF | 33 11 10, 33 31 12, 33 31 20
3331.4218 16" Sewer Pipe | 16" Sewer Pipe | 3331.4218 | Division 33 - Utilities | LF | 33 11 10, 33 31 12
3331.4219 16" Sewer Pipe, CSS Backfill | 16" Sewer Pipe, CSS Backfill | 3331.4219 | Division 33 - Utilities | LF | 33 11 10, 33 31 12
3331.4220 16" Sewer Pipe, Select Backfill | 16" Sewer Pipe, Select Backfill | 3331.4220 | Division 33 - Utilities | LF | 33 11 10, 33 31 12
3331.4221 16" Sewer Force Main | 16" Sewer Force Main | 3331.4221 | Division 33 - Utilities | LF | 33 11 10, 33 11 12, 33 31 15
3331.4222 16" DIP Sewer | 16" DIP Sewer | 3331.4222 | Division 33 - Utilities | LF | 33 11 10
3331.4223 16" DIP Sewer, CSS Backfill | 16" DIP Sewer, CSS Backfill | 3331.4223 | Division 33 - Utilities | LF | 33 11 10
3331.4224 16" DIP Sewer, Select Backfill | 16" DIP Sewer, Select Backfill | 3331.4224 | Division 33 - Utilities | LF | 33 11 10
3331.4225 18" Sewer Pipe | 18" Sewer Pipe | 3331.4225 | Division 33 - Utilities | LF | 33 11 10, 33 31 13, 33 31 20, 33 31 21
3331.4226 18" Sewer Pipe, CSS Backfill | 18" Sewer Pipe, CSS Backfill | 3331.4226 | Division 33 - Utilities | LF | 33 11 10, 33 31 13, 33 31 20, 33 31 21
3331.4227 18" Sewer Pipe, Select Backfill | 18" Sewer Pipe, Select Backfill | 3331.4227 | Division 33 - Utilities | LF | 33 11 10, 33 31 13, 33 31 20, 33 31 21
3331.4228 18" Sewer Force Main | 18" Sewer Force Main | 3331.4228 | Division 33 - Utilities | LF | 33 11 10, 33 11 12, 33 31 15
3331.4229 18" DIP Sewer | 18" DIP Sewer | 3331.4229 | Division 33 - Utilities | LF | 33 11 10
3331.4230 18" DIP Sewer, CSS Backfill | 18" DIP Sewer, CSS Backfill | 3331.4230 | Division 33 - Utilities | LF | 33 11 10
3331.4231 18" DIP Sewer, Select Backfill | 18" DIP Sewer, Select Backfill | 3331.4231 | Division 33 - Utilities | LF | 33 11 10
3331.4232 18" Fiberglass Sewer Pipe | 18" Fiberglass Sewer Pipe | 3331.4232 | Division 33 - Utilities | LF | 33 31 13
3331.4233 18" Fiberglass Sewer Pipe, CSS Backfill | 18" Fiberglass Sewer Pipe, CSS Backfill | 3331.4233 | Division 33 - Utilities | LF | 33 31 13
3331.4234 18" Fiberglass Sewer Pipe, Select Backfill | 18" Fiberglass Sewer Pipe, Select Backfill | 3331.4234 | Division 33 - Utilities | LF | 33 31 13
3331.4235 18" PVC ASTM F1803 Sewer Pipe | 18" PVC ASTM F1803 Sewer Pipe | 3331.4235 | Division 33 - Utilities | LF | 33 31 21
3331.4236 18" PVC ASTM F1803 Sewer Pipe, CSS Backfill | 18" PVC ASTM F1803 Sewer Pipe, CSS Backfill | 3331.4236 | Division 33 - Utilities | LF | 33 31 21
3331.4237 18" PVC ASTM F1803 Sewer Pipe, Select Backfill | 18" PVC ASTM F1803 Sewer Pipe, Select Backfill | 3331.4237 | Division 33 - Utilities | LF | 33 31 21
3331.4301 20" Sewer Pipe | 20" Sewer Pipe | 3331.4301 | Division 33 - Utilities | LF | 33 11 10, 33 31 12
3331.4302 20" Sewer Pipe, CSS Backfill | 20" Sewer Pipe, CSS Backfill | 3331.4302 | Division 33 - Utilities | LF | 33 11 10, 33 31 12
3331.4303 20" Sewer Pipe, Select Backfill | 20" Sewer Pipe, Select Backfill | 3331.4303 | Division 33 - Utilities | LF | 33 11 10, 33 31 12
3331.4304 20" Sewer Force Main | 20" Sewer Force Main | 3331.4304 | Division 33 - Utilities | LF | 33 11 10, 33 11 12, 33 31 15
3331.4305 20" DIP Sewer | 20" DIP Sewer | 3331.4305 | Division 33 - Utilities | LF | 33 11 10
3331.4306 20" DIP Sewer, CSS Backfill | 20" DIP Sewer, CSS Backfill | 3331.4306 | Division 33 - Utilities | LF | 33 11 10
3331.4307 20" DIP Sewer, Select Backfill | 20" DIP Sewer, Select Backfill | 3331.4307 | Division 33 - Utilities | LF | 33 11 10
3331.4308 21" Sewer Pipe | 21" Sewer Pipe | 3331.4308 | Division 33 - Utilities | LF | 33 11 10, 33 31 13, 33 31 20, 33 31 21
3331.4309 21" Sewer Pipe, CSS Backfill | 21" Sewer Pipe, CSS Backfill | 3331.4309 | Division 33 - Utilities | LF | 33 11 10, 33 31 13, 33 31 20, 33 31 21
3331.4310 21" Sewer Pipe, Select Backfill | 21" Sewer Pipe, Select Backfill | 3331.4310 | Division 33 - Utilities | LF | 33 11 10, 33 31 13, 33 31 20, 33 31 21
3331.4311 21" Fiberglass Sewer Pipe | 21" Fiberglass Sewer Pipe | 3331.4311 | Division 33 - Utilities | LF | 33 31 13
3331.4312 21" Fiberglass Sewer Pipe, CSS Backfill | 21" Fiberglass Sewer Pipe, CSS Backfill | 3331.4312 | Division 33 - Utilities | LF | 33 31 13
3331.4313 21" Fiberglass Sewer Pipe, Select Backfill | 21" Fiberglass Sewer Pipe, Select Backfill | 3331.4313 | Division 33 - Utilities | LF | 33 31 13
3331.4314 21" PVC ASTM F1803 Sewer Pipe | 21" PVC ASTM F1803 Sewer Pipe | 3331.4314 | Division 33 - Utilities | LF | 33 31 21
3331.4315 21" PVC ASTM F1803 Sewer Pipe, CSS Backfill | 21" PVC ASTM F1803 Sewer Pipe, CSS Backfill | 3331.4315 | Division 33 - Utilities | LF | 33 31 21
3331.4316 21" PVC ASTM F1803 Sewer Pipe, Select Backfill | 21" PVC ASTM F1803 Sewer Pipe, Select Backfill | 3331.4316 | Division 33 - Utilities | LF | 33 31 21
3331.4317 24" Sewer Pipe | 24" Sewer Pipe | 3331.4317 | Division 33 - Utilities | LF | 33 11 10, 33 31 13, 33 31 20, 33 31 21
3331.4318 24" Sewer Pipe, CSS Backfill | 24" Sewer Pipe, CSS Backfill | 3331.4318 | Division 33 - Utilities | LF | 33 11 10, 33 31 13, 33 31 20, 33 31 21
3331.4319 24" Sewer Pipe, Select Backfill | 24" Sewer Pipe, Select Backfill | 3331.4319 | Division 33 - Utilities | LF | 33 11 10, 33 31 13, 33 31 20, 33 31 21
3331.4320 24" Sewer Force Main | 24" Sewer Force Main | 3331.4320 | Division 33 - Utilities | LF | 33 11 10, 33 11 12, 33 31 15
3331.4321 24" DIP Sewer | 24" DIP Sewer | 3331.4321 | Division 33 - Utilities | LF | 33 11 10
3331.4322 24" DIP Sewer, CSS Backfill | 24" DIP Sewer, CSS Backfill | 3331.4322 | Division 33 - Utilities | LF | 33 11 10
3331.4323 24" DIP Sewer, Select Backfill | 24" DIP Sewer, Select Backfill | 3331.4323 | Division 33 - Utilities | LF | 33 11 10
3331.4324 24" Fiberglass Sewer Pipe | 24" Fiberglass Sewer Pipe | 3331.4324 | Division 33 - Utilities | LF | 33 31 13
3331.4325 24" Fiberglass Sewer Pipe, CSS Backfill | 24" Fiberglass Sewer Pipe, CSS Backfill | 3331.4325 | Division 33 - Utilities | LF | 33 31 13
3331.4326 24" Fiberglass Sewer Pipe, Select Backfill | 24" Fiberglass Sewer Pipe, Select Backfill | 3331.4326 | Division 33 - Utilities | LF | 33 31 13
3331.4327 24" PVC ASTM F1803 Sewer Pipe | 24" PVC ASTM F1803 Sewer Pipe | 3331.4327 | Division 33 - Utilities | LF | 33 31 21
3331.4328 24" PVC ASTM F1803 Sewer Pipe, CSS Backfill | 24" PVC ASTM F1803 Sewer Pipe, CSS Backfill | 3331.4328 | Division 33 - Utilities | LF | 33 31 21
3331.4329 24" PVC ASTM F1803 Sewer Pipe, Select Backfill | 24" PVC ASTM F1803 Sewer Pipe, Select Backfill | 3331.4329 | Division 33 - Utilities | LF | 33 31 21
3331.4330 27" Sewer Pipe | 27" Sewer Pipe | 3331.4330 | Division 33 - Utilities | LF | 33 11 10, 33 31 13, 33 31 20, 33 31 21
3331.4331 27" Sewer Pipe, CSS Backfill | 27" Sewer Pipe, CSS Backfill | 3331.4331 | Division 33 - Utilities | LF | 33 11 10, 33 31 13, 33 31 20, 33 31 21
3331.4332 27" Sewer Pipe, Select Backfill | 27" Sewer Pipe, Select Backfill | 3331.4332 | Division 33 - Utilities | LF | 33 11 10, 33 31 13, 33 31 20, 33 31 21
3331.4333 27" Fiberglass Sewer Pipe | 27" Fiberglass Sewer Pipe | 3331.4333 | Division 33 - Utilities | LF | 33 31 13
3331.4334 27" Fiberglass Sewer Pipe, CSS Backfill | 27" Fiberglass Sewer Pipe, CSS Backfill | 3331.4334 | Division 33 - Utilities | LF | 33 31 13
3331.4335 27" Fiberglass Sewer Pipe, Select Backfill | 27" Fiberglass Sewer Pipe, Select Backfill | 3331.4335 | Division 33 - Utilities | LF | 33 31 13
3331.4336 27" PVC ASTM F1803 Sewer Pipe | 27" PVC ASTM F1803 Sewer Pipe | 3331.4336 | Division 33 - Utilities | LF | 33 31 21
3331.4337 27" PVC ASTM F1803 Sewer Pipe, CSS Backfill | 27" PVC ASTM F1803 Sewer Pipe, CSS Backfill | 3331.4337 | Division 33 - Utilities | LF | 33 31 21
3331.4338 27" PVC ASTM F1803 Sewer Pipe, Select Backfill | 27" PVC ASTM F1803 Sewer Pipe, Select Backfill | 3331.4338 | Division 33 - Utilities | LF | 33 31 21
3331.4401 30" Sewer Pipe | 30" Sewer Pipe | 3331.4401 | Division 33 - Utilities | LF | 33 11 10, 33 31 13, 33 31 21
3331.4402 30" Sewer Pipe, CSS Backfill | 30" Sewer Pipe, CSS Backfill | 3331.4402 | Division 33 - Utilities | LF | 33 11 10, 33 31 13, 33 31 21
3331.4403 30" Sewer Pipe, Select Backfill | 30" Sewer Pipe, Select Backfill | 3331.4403 | Division 33 - Utilities | LF | 33 11 10, 33 31 13, 33 31 21
3331.4404 30" Sewer Force Main | 30" Sewer Force Main | 3331.4404 | Division 33 - Utilities | LF | 33 11 10
3331.4405 30" DIP Sewer | 30" DIP Sewer | 3331.4405 | Division 33 - Utilities | LF | 33 11 10
3331.4406 30" DIP Sewer, CSS Backfill | 30" DIP Sewer, CSS Backfill | 3331.4406 | Division 33 - Utilities | LF | 33 11 10
3331.4407 30" DIP Sewer, Select Backfill | 30" DIP Sewer, Select Backfill | 3331.4407 | Division 33 - Utilities | LF | 33 11 10
3331.4408 30" Fiberglass Sewer Pipe | 30" Fiberglass Sewer Pipe | 3331.4408 | Division 33 - Utilities | LF | 33 31 13
3331.4409 30" Fiberglass Sewer Pipe, CSS Backfill | 30" Fiberglass Sewer Pipe, CSS Backfill | 3331.4409 | Division 33 - Utilities | LF | 33 31 13
3331.4410 30" Fiberglass Sewer Pipe, Select Backfill | 30" Fiberglass Sewer Pipe, Select Backfill | 3331.4410 | Division 33 - Utilities | LF | 33 31 13
3331.4411 30" PVC ASTM F1803 Sewer Pipe | 30" PVC ASTM F1803 Sewer Pipe | 3331.4411 | Division 33 - Utilities | LF | 33 31 21
3331.4412 30" PVC ASTM F1803 Sewer Pipe, CSS Backfill | 30" PVC ASTM F1803 Sewer Pipe, CSS Backfill | 3331.4412 | Division 33 - Utilities | LF | 33 31 21
3331.4413 30" PVC ASTM F1803 Sewer Pipe. Select Backfill | 30" PVC ASTM F1803 Sewer Pipe. Select Backfill | 3331.4413 | Division 33 - Utilities | LF | 33 31 21
3331.4414 36" Sewer Pipe | 36" Sewer Pipe | 3331.4414 | Division 33 - Utilities | LF | 33 11 10, 33 31 13, 33 31 21
3331.4415 36" Sewer Pipe, CSS Backfill | 36" Sewer Pipe, CSS Backfill | 3331.4415 | Division 33 - Utilities | LF | 33 11 10, 33 31 13, 33 31 21
3331.4416 36" Sewer Pipe, Select Backfill | 36" Sewer Pipe, Select Backfill | 3331.4416 | Division 33 - Utilities | LF | 33 11 10, 33 31 13, 33 31 21
3331.4417 36" Sewer Force Main | 36" Sewer Force Main | 3331.4417 | Division 33 - Utilities | LF | 33 11 10
3331.4418 36" DIP Sewer | 36" DIP Sewer | 3331.4418 | Division 33 - Utilities | LF | 33 11 10
3331.4419 36" DIP Sewer, CSS Backfill | 36" DIP Sewer, CSS Backfill | 3331.4419 | Division 33 - Utilities | LF | 33 11 10
3331.4420 36" DIP Sewer, Select Backfill | 36" DIP Sewer, Select Backfill | 3331.4420 | Division 33 - Utilities | LF | 33 11 10
3331.4421 36" Fiberglass Sewer Pipe | 36" Fiberglass Sewer Pipe | 3331.4421 | Division 33 - Utilities | LF | 33 31 13
3331.4422 36" Fiberglass Sewer Pipe, CSS Backfill | 36" Fiberglass Sewer Pipe, CSS Backfill | 3331.4422 | Division 33 - Utilities | LF | 33 31 13
3331.4423 36" Fiberglass Sewer Pipe, Select Backfill | 36" Fiberglass Sewer Pipe, Select Backfill | 3331.4423 | Division 33 - Utilities | LF | 33 31 13
3331.4424 36" PVC ASTM F1803 Sewer Pipe | 36" PVC ASTM F1803 Sewer Pipe | 3331.4424 | Division 33 - Utilities | LF | 33 31 21
3331.4425 36" PVC ASTM F1803 Sewer Pipe, CSS Backfill | 36" PVC ASTM F1803 Sewer Pipe, CSS Backfill | 3331.4425 | Division 33 - Utilities | LF | 33 31 21
3331.4426 36" PVC ASTM F1803 Sewer Pipe, Select Backfill | 36" PVC ASTM F1803 Sewer Pipe, Select Backfill | 3331.4426 | Division 33 - Utilities | LF | 33 31 21
3331.4501 42" Sewer Pipe | 42" Sewer Pipe | 3331.4501 | Division 33 - Utilities | LF | 33 11 10, 33 31 13, 33 31 21
3331.4502 42" Sewer Pipe, CSS Backfill | 42" Sewer Pipe, CSS Backfill | 3331.4502 | Division 33 - Utilities | LF | 33 11 10, 33 31 13, 33 31 21
3331.4503 42" Sewer Pipe, Select Backfill | 42" Sewer Pipe, Select Backfill | 3331.4503 | Division 33 - Utilities | LF | 33 11 10, 33 31 13, 33 31 21
3331.4504 42" Sewer Force Main | 42" Sewer Force Main | 3331.4504 | Division 33 - Utilities | LF | 33 11 10
3331.4505 42" DIP Sewer | 42" DIP Sewer | 3331.4505 | Division 33 - Utilities | LF | 33 11 10
3331.4506 42" DIP Sewer, CSS Backfill | 42" DIP Sewer, CSS Backfill | 3331.4506 | Division 33 - Utilities | LF | 33 11 10
3331.4507 42" DIP Sewer, Select Backfill | 42" DIP Sewer, Select Backfill | 3331.4507 | Division 33 - Utilities | LF | 33 11 10
3331.4508 42" Fiberglass Sewer Pipe | 42" Fiberglass Sewer Pipe | 3331.4508 | Division 33 - Utilities | LF | 33 31 13
3331.4509 42" Fiberglass Sewer Pipe, CSS Backfill | 42" Fiberglass Sewer Pipe, CSS Backfill | 3331.4509 | Division 33 - Utilities | LF | 33 31 13
3331.4510 42" Fiberglass Sewer Pipe, Select Backfill | 42" Fiberglass Sewer Pipe, Select Backfill | 3331.4510 | Division 33 - Utilities | LF | 33 31 13
3331.4511 42" PVC ASTM F1803 Sewer Pipe | 42" PVC ASTM F1803 Sewer Pipe | 3331.4511 | Division 33 - Utilities | LF | 33 31 21
3331.4512 42" PVC ASTM F1803 Sewer Pipe, CSS Backfill | 42" PVC ASTM F1803 Sewer Pipe, CSS Backfill | 3331.4512 | Division 33 - Utilities | LF | 33 31 21
3331.4513 42" PVC ASTM F1803 Sewer Pipe, Select Backfill | 42" PVC ASTM F1803 Sewer Pipe, Select Backfill | 3331.4513 | Division 33 - Utilities | LF | 33 31 21
3331.4514 48" Sewer Pipe | 48" Sewer Pipe | 3331.4514 | Division 33 - Utilities | LF | 33 11 10, 33 31 13, 33 31 21
3331.4515 48" Sewer Pipe, CSS Backfill | 48" Sewer Pipe, CSS Backfill | 3331.4515 | Division 33 - Utilities | LF | 33 11 10, 33 31 13, 33 31 21
3331.4516 48" Sewer Pipe, Select Backfill | 48" Sewer Pipe, Select Backfill | 3331.4516 | Division 33 - Utilities | LF | 33 11 10, 33 31 13, 33 31 21
3331.4517 48" Sewer Force Main | 48" Sewer Force Main | 3331.4517 | Division 33 - Utilities | LF | 33 11 10
3331.4518 48" DIP Sewer | 48" DIP Sewer | 3331.4518 | Division 33 - Utilities | LF | 33 11 10
3331.4519 48" DIP Sewer, CSS Backfill | 48" DIP Sewer, CSS Backfill | 3331.4519 | Division 33 - Utilities | LF | 33 11 10
3331.4520 48" DIP Sewer, Select Backfill | 48" DIP Sewer, Select Backfill | 3331.4520 | Division 33 - Utilities | LF | 33 11 10
3331.4521 48" Fiberglass Sewer Pipe | 48" Fiberglass Sewer Pipe | 3331.4521 | Division 33 - Utilities | LF | 33 31 13
3331.4522 48" Fiberglass Sewer Pipe, CSS Backfill | 48" Fiberglass Sewer Pipe, CSS Backfill | 3331.4522 | Division 33 - Utilities | LF | 33 31 13
3331.4523 48" Fiberglass Sewer Pipe, Select Backfill | 48" Fiberglass Sewer Pipe, Select Backfill | 3331.4523 | Division 33 - Utilities | LF | 33 31 13
3331.4524 48" PVC ASTM F1803 Sewer Pipe | 48" PVC ASTM F1803 Sewer Pipe | 3331.4524 | Division 33 - Utilities | LF | 33 31 21
3331.4525 48" PVC ASTM F1803 Sewer Pipe, CSS Backfill | 48" PVC ASTM F1803 Sewer Pipe, CSS Backfill | 3331.4525 | Division 33 - Utilities | LF | 33 31 21
3331.4526 48" PVC ASTM F1803 Sewer Pipe, Select Backfill | 48" PVC ASTM F1803 Sewer Pipe, Select Backfill | 3331.4526 | Division 33 - Utilities | LF | 33 31 21
3331.4601 54" Sewer Pipe | 54" Sewer Pipe | 3331.4601 | Division 33 - Utilities | LF | 33 11 10, 33 31 13
3331.4602 54" Sewer Pipe, CSS Backfill | 54" Sewer Pipe, CSS Backfill | 3331.4602 | Division 33 - Utilities | LF | 33 11 10, 33 31 13
3331.4603 54" Sewer Pipe, Select Backfill | 54" Sewer Pipe, Select Backfill | 3331.4603 | Division 33 - Utilities | LF | 33 11 10, 33 31 13
3331.4604 54" Sewer Force Main | 54" Sewer Force Main | 3331.4604 | Division 33 - Utilities | LF | 33 11 10
3331.4605 54" DIP Sewer | 54" DIP Sewer | 3331.4605 | Division 33 - Utilities | LF | 33 11 10
3331.4606 54" DIP Sewer, CSS Backfill | 54" DIP Sewer, CSS Backfill | 3331.4606 | Division 33 - Utilities | LF | 33 11 10
3331.4607 54" DIP Sewer, Select Backfill | 54" DIP Sewer, Select Backfill | 3331.4607 | Division 33 - Utilities | LF | 33 11 10
3331.4608 54" Fiberglass Sewer Pipe | 54" Fiberglass Sewer Pipe | 3331.4608 | Division 33 - Utilities | LF | 33 31 13
3331.4609 54" Fiberglass Sewer Pipe, CSS Backfill | 54" Fiberglass Sewer Pipe, CSS Backfill | 3331.4609 | Division 33 - Utilities | LF | 33 31 13
3331.4610 54" Fiberglass Sewer Pipe, Select Backfill | 54" Fiberglass Sewer Pipe, Select Backfill | 3331.4610 | Division 33 - Utilities | LF | 33 31 13
3331.4701 60" Sewer Pipe | 60" Sewer Pipe | 3331.4701 | Division 33 - Utilities | LF | 33 11 10, 33 31 13
3331.4702 60" Sewer Pipe, CSS Backfill | 60" Sewer Pipe, CSS Backfill | 3331.4702 | Division 33 - Utilities | LF | 33 11 10, 33 31 13
3331.4703 60" Sewer Pipe, Select Backfill | 60" Sewer Pipe, Select Backfill | 3331.4703 | Division 33 - Utilities | LF | 33 11 10, 33 31 13
3331.4704 60" Sewer Force Main | 60" Sewer Force Main | 3331.4704 | Division 33 - Utilities | LF | 33 11 10
3331.4705 60" DIP Sewer | 60" DIP Sewer | 3331.4705 | Division 33 - Utilities | LF | 33 11 10
3331.4706 60" DIP Sewer, CSS Backfill | 60" DIP Sewer, CSS Backfill | 3331.4706 | Division 33 - Utilities | LF | 33 11 10
3331.4707 60" DIP Sewer, Select Backfill | 60" DIP Sewer, Select Backfill | 3331.4707 | Division 33 - Utilities | LF | 33 11 10
3331.4708 60" Fiberglass Sewer Pipe | 60" Fiberglass Sewer Pipe | 3331.4708 | Division 33 - Utilities | LF | 33 31 13
3331.4709 60" Fiberglass Sewer Pipe, CSS Backfill | 60" Fiberglass Sewer Pipe, CSS Backfill | 3331.4709 | Division 33 - Utilities | LF | 33 31 13
3331.4710 60" Fiberglass Sewer Pipe, Select Backfill | 60" Fiberglass Sewer Pipe, Select Backfill | 3331.4710 | Division 33 - Utilities | LF | 33 31 13
3331.4711 64" Sewer Pipe | 64" Sewer Pipe | 3331.4711 | Division 33 - Utilities | LF | 33 11 10, 33 31 13
3331.4712 64" Sewer Pipe, CSS Backfill | 64" Sewer Pipe, CSS Backfill | 3331.4712 | Division 33 - Utilities | LF | 33 11 10, 33 31 13
3331.4713 64" Sewer Pipe, Select Backfill | 64" Sewer Pipe, Select Backfill | 3331.4713 | Division 33 - Utilities | LF | 33 11 10, 33 31 13
3331.4714 64" Sewer Force Main | 64" Sewer Force Main | 3331.4714 | Division 33 - Utilities | LF | 33 11 10
3331.4715 64" DIP Sewer | 64" DIP Sewer | 3331.4715 | Division 33 - Utilities | LF | 33 11 10
3331.4716 64" DIP Sewer, CSS Backfill | 64" DIP Sewer, CSS Backfill | 3331.4716 | Division 33 - Utilities | LF | 33 11 10
3331.4717 64" DIP Sewer, Select Backfill | 64" DIP Sewer, Select Backfill | 3331.4717 | Division 33 - Utilities | LF | 33 11 10
3331.4718 64" Fiberglass Sewer Pipe | 64" Fiberglass Sewer Pipe | 3331.4718 | Division 33 - Utilities | LF | 33 31 13
3331.4719 64" Fiberglass Sewer Pipe, CSS Backfill | 64" Fiberglass Sewer Pipe, CSS Backfill | 3331.4719 | Division 33 - Utilities | LF | 33 31 13
3331.4720 64" Fiberglass Sewer Pipe, Select Backfill | 64" Fiberglass Sewer Pipe, Select Backfill | 3331.4720 | Division 33 - Utilities | LF | 33 31 13
3331.4721 66" Fiberglass Sewer Pipe | 66" Fiberglass Sewer Pipe | 3331.4721 | Division 33 - Utilities | LF | 33 31 13
3331.4722 66" Fiberglass Sewer Pipe, CSS Backfill | 66" Fiberglass Sewer Pipe, CSS Backfill | 3331.4722 | Division 33 - Utilities | LF | 33 31 13
3331.4723 66" Fiberglass Sewer Pipe, Select Backfill | 66" Fiberglass Sewer Pipe, Select Backfill | 3331.4723 | Division 33 - Utilities | LF | 33 31 13
3331.4801 72" Fiberglass Sewer Pipe | 72" Fiberglass Sewer Pipe | 3331.4801 | Division 33 - Utilities | LF | 33 31 13
3331.4802 72" Fiberglass Sewer Pipe, CSS Backfill | 72" Fiberglass Sewer Pipe, CSS Backfill | 3331.4802 | Division 33 - Utilities | LF | 33 31 13
3331.4803 72" Fiberglass Sewer Pipe, Select Backfill | 72" Fiberglass Sewer Pipe, Select Backfill | 3331.4803 | Division 33 - Utilities | LF | 33 31 13
3331.5101 4" PVC Sewer Pipe, 0' to 6' (Misc Only) | 4" PVC Sewer Pipe, 0' to 6' (Misc Only) | 3331.5101 | Division 33 - Utilities | LF | 33 31 20
3331.5102 4" PVC Sewer Pipe, 0' to 6' (Misc Only), CSS Backfill | 4" PVC Sewer Pipe, 0' to 6' (Misc Only), CSS Backfill | 3331.5102 | Division 33 - Utilities | LF | 33 31 20
3331.5103 4" PVC Sewer Pipe, 0' to 6' (Misc Only), Select Backfill | 4" PVC Sewer Pipe, 0' to 6' (Misc Only), Select Backfill | 3331.5103 | Division 33 - Utilities | LF | 33 31 20
3331.5104 4" PVC Sewer Pipe, 6' to 8' (Misc Only) | 4" PVC Sewer Pipe, 6' to 8' (Misc Only) | 3331.5104 | Division 33 - Utilities | LF | 33 31 20
3331.5105 4" PVC Sewer Pipe, 6' to 8' (Misc Only), CSS Backfill | 4" PVC Sewer Pipe, 6' to 8' (Misc Only), CSS Backfill | 3331.5105 | Division 33 - Utilities | LF | 33 31 20
3331.5106 4" PVC Sewer Pipe, 6' to 8' (Misc Only), Select Backfill | 4" PVC Sewer Pipe, 6' to 8' (Misc Only), Select Backfill | 3331.5106 | Division 33 - Utilities | LF | 33 31 20
3331.5107 4" PVC Sewer Pipe, 8' to 10' (Misc Only) | 4" PVC Sewer Pipe, 8' to 10' (Misc Only) | 3331.5107 | Division 33 - Utilities | LF | 33 31 20
3331.5108 4" PVC Sewer Pipe, 8' to 10' (Misc Only), CSS Backfill | 4" PVC Sewer Pipe, 8' to 10' (Misc Only), CSS Backfill | 3331.5108 | Division 33 - Utilities | LF | 33 31 20
3331.5109 4" PVC Sewer Pipe, 8' to 10' (Misc Only), Select Backfill | 4" PVC Sewer Pipe, 8' to 10' (Misc Only), Select Backfill | 3331.5109 | Division 33 - Utilities | LF | 33 31 20
3331.5110 4" PVC Sewer Pipe, 10' to 12' (Misc Only) | 4" PVC Sewer Pipe, 10' to 12' (Misc Only) | 3331.5110 | Division 33 - Utilities | LF | 33 31 20
3331.5111 4" PVC Sewer Pipe, 10' to 12' (Misc Only), CSS Backfill | 4" PVC Sewer Pipe, 10' to 12' (Misc Only), CSS Backfill | 3331.5111 | Division 33 - Utilities | LF | 33 31 20
3331.5112 4" PVC Sewer Pipe, 10' to 12' (Misc Only), Select Backfill | 4" PVC Sewer Pipe, 10' to 12' (Misc Only), Select Backfill | 3331.5112 | Division 33 - Utilities | LF | 33 31 20
3331.5131 4" DIP Sewer, 0' to 6' (Misc Only) | 4" DIP Sewer, 0' to 6' (Misc Only) | 3331.5131 | Division 33 - Utilities | LF | 33 11 10
3331.5132 4" DIP Sewer, 0' to 6' (Misc Only), CSS Backfill | 4" DIP Sewer, 0' to 6' (Misc Only), CSS Backfill | 3331.5132 | Division 33 - Utilities | LF | 33 11 10
3331.5133 4" DIP Sewer, 0' to 6' (Misc Only), Select Backfill | 4" DIP Sewer, 0' to 6' (Misc Only), Select Backfill | 3331.5133 | Division 33 - Utilities | LF | 33 11 10
3331.5134 4" DIP Sewer, 6' to 8' (Misc Only) | 4" DIP Sewer, 6' to 8' (Misc Only) | 3331.5134 | Division 33 - Utilities | LF | 33 11 10
3331.5135 4" DIP Sewer, 6' to 8' (Misc Only), CSS Backfill | 4" DIP Sewer, 6' to 8' (Misc Only), CSS Backfill | 3331.5135 | Division 33 - Utilities | LF | 33 11 10
3331.5136 4" DIP Sewer, 6' to 8' (Misc Only), Select Backfill | 4" DIP Sewer, 6' to 8' (Misc Only), Select Backfill | 3331.5136 | Division 33 - Utilities | LF | 33 11 10
3331.5137 4" DIP Sewer, 8' to 10' (Misc Only) | 4" DIP Sewer, 8' to 10' (Misc Only) | 3331.5137 | Division 33 - Utilities | LF | 33 11 10
3331.5138 4" DIP Sewer, 8' to 10' (Misc Only), CSS Backfill | 4" DIP Sewer, 8' to 10' (Misc Only), CSS Backfill | 3331.5138 | Division 33 - Utilities | LF | 33 11 10
3331.5139 4" DIP Sewer, 8' to 10' (Misc Only), Select Backfill | 4" DIP Sewer, 8' to 10' (Misc Only), Select Backfill | 3331.5139 | Division 33 - Utilities | LF | 33 11 10
3331.5140 4" DIP Sewer, 10' to 12' (Misc Only) | 4" DIP Sewer, 10' to 12' (Misc Only) | 3331.5140 | Division 33 - Utilities | LF | 33 11 10
3331.5141 4" DIP Sewer, 10' to 12' (Misc Only), CSS Backfill | 4" DIP Sewer, 10' to 12' (Misc Only), CSS Backfill | 3331.5141 | Division 33 - Utilities | LF | 33 11 10
3331.5142 4" DIP Sewer, 10' to 12' (Misc Only), Select Backfill | 4" DIP Sewer, 10' to 12' (Misc Only), Select Backfill | 3331.5142 | Division 33 - Utilities | LF | 33 31 10
3331.5201 6" PVC Sewer Pipe, 0' to 6' (Misc Only) | 6" PVC Sewer Pipe, 0' to 6' (Misc Only) | 3331.5201 | Division 33 - Utilities | LF | 33 31 20
3331.5202 6" PVC Sewer Pipe, 0' to 6' (Misc Only), CSS Backfill | 6" PVC Sewer Pipe, 0' to 6' (Misc Only), CSS Backfill | 3331.5202 | Division 33 - Utilities | LF | 33 31 20
3331.5203 6" PVC Sewer Pipe, 0' to 6' (Misc Only), Select Backfill | 6" PVC Sewer Pipe, 0' to 6' (Misc Only), Select Backfill | 3331.5203 | Division 33 - Utilities | LF | 33 31 20
3331.5204 6" PVC Sewer Pipe, 6' to 8' (Misc Only) | 6" PVC Sewer Pipe, 6' to 8' (Misc Only) | 3331.5204 | Division 33 - Utilities | LF | 33 31 20
3331.5205 6" PVC Sewer Pipe, 6' to 8' (Misc Only), CSS Backfill | 6" PVC Sewer Pipe, 6' to 8' (Misc Only), CSS Backfill | 3331.5205 | Division 33 - Utilities | LF | 33 31 20
3331.5206 6" PVC Sewer Pipe, 6' to 8' (Misc Only), Select Backfill | 6" PVC Sewer Pipe, 6' to 8' (Misc Only), Select Backfill | 3331.5206 | Division 33 - Utilities | LF | 33 31 20
3331.5207 6" PVC Sewer Pipe, 8' to 10' (Misc Only) | 6" PVC Sewer Pipe, 8' to 10' (Misc Only) | 3331.5207 | Division 33 - Utilities | LF | 33 31 20
3331.5208 6" PVC Sewer Pipe, 8' to 10' (Misc Only), CSS Backfill | 6" PVC Sewer Pipe, 8' to 10' (Misc Only), CSS Backfill | 3331.5208 | Division 33 - Utilities | LF | 33 31 20
3331.5209 6" PVC Sewer Pipe, 8' to 10' (Misc Only), Select Backfill | 6" PVC Sewer Pipe, 8' to 10' (Misc Only), Select Backfill | 3331.5209 | Division 33 - Utilities | LF | 33 31 20
3331.5210 6" PVC Sewer Pipe, 10' to 12' (Misc Only) | 6" PVC Sewer Pipe, 10' to 12' (Misc Only) | 3331.5210 | Division 33 - Utilities | LF | 33 31 20
3331.5211 6" PVC Sewer Pipe, 10' to 12' (Misc Only), CSS Backfill | 6" PVC Sewer Pipe, 10' to 12' (Misc Only), CSS Backfill | 3331.5211 | Division 33 - Utilities | LF | 33 31 20
3331.5212 6" PVC Sewer Pipe, 10' to 12' (Misc Only), Select Backfill | 6" PVC Sewer Pipe, 10' to 12' (Misc Only), Select Backfill | 3331.5212 | Division 33 - Utilities | LF | 33 31 20
3331.5231 6" DIP Sewer Pipe, 0' to 6' (Misc Only) | 6" DIP Sewer Pipe, 0' to 6' (Misc Only) | 3331.5231 | Division 33 - Utilities | LF | 33 11 10
3331.5232 6" DIP Sewer Pipe, 0' to 6' (Misc Only), CSS Backfill | 6" DIP Sewer Pipe, 0' to 6' (Misc Only), CSS Backfill | 3331.5232 | Division 33 - Utilities | LF | 33 11 10
3331.5233 6" DIP Sewer Pipe, 0' to 6' (Misc Only), Select Backfill | 6" DIP Sewer Pipe, 0' to 6' (Misc Only), Select Backfill | 3331.5233 | Division 33 - Utilities | LF | 33 11 10
3331.5234 6" DIP Sewer Pipe, 6' to 8' (Misc Only) | 6" DIP Sewer Pipe, 6' to 8' (Misc Only) | 3331.5234 | Division 33 - Utilities | LF | 33 11 10
3331.5235 6" DIP Sewer Pipe, 6' to 8' (Misc Only), CSS Backfill | 6" DIP Sewer Pipe, 6' to 8' (Misc Only), CSS Backfill | 3331.5235 | Division 33 - Utilities | LF | 33 11 10
3331.5236 6" DIP Sewer Pipe, 6' to 8' (Misc Only), Select Backfill | 6" DIP Sewer Pipe, 6' to 8' (Misc Only), Select Backfill | 3331.5236 | Division 33 - Utilities | LF | 33 11 10
3331.5237 6" DIP Sewer Pipe, 8' to 10' (Misc Only) | 6" DIP Sewer Pipe, 8' to 10' (Misc Only) | 3331.5237 | Division 33 - Utilities | LF | 33 11 10
3331.5238 6" DIP Sewer Pipe, 8' to 10' (Misc Only), CSS Backfill | 6" DIP Sewer Pipe, 8' to 10' (Misc Only), CSS Backfill | 3331.5238 | Division 33 - Utilities | LF | 33 11 10
3331.5239 6" DIP Sewer Pipe, 8' to 10' (Misc Only), Select Backfill | 6" DIP Sewer Pipe, 8' to 10' (Misc Only), Select Backfill | 3331.5239 | Division 33 - Utilities | LF | 33 11 10
3331.5240 6" DIP Sewer Pipe, 10' to 12' (Misc Only) | 6" DIP Sewer Pipe, 10' to 12' (Misc Only) | 3331.5240 | Division 33 - Utilities | LF | 33 11 10
3331.5241 6" DIP Sewer Pipe, 10' to 12' (Misc Only), CSS Backfill | 6" DIP Sewer Pipe, 10' to 12' (Misc Only), CSS Backfill | 3331.5241 | Division 33 - Utilities | LF | 33 11 10
3331.5242 6" DIP Sewer Pipe, 10' to 12' (Misc Only), Select Backfill | 6" DIP Sewer Pipe, 10' to 12' (Misc Only), Select Backfill | 3331.5242 | Division 33 - Utilities | LF | 33 11 10
3331.5301 8" PVC Sewer Pipe, 0' to 6' (Misc Only) | 8" PVC Sewer Pipe, 0' to 6' (Misc Only) | 3331.5301 | Division 33 - Utilities | LF | 33 31 20
3331.5302 8" PVC Sewer Pipe, 0' to 6' (Misc Only), CSS Backfill | 8" PVC Sewer Pipe, 0' to 6' (Misc Only), CSS Backfill | 3331.5302 | Division 33 - Utilities | LF | 33 31 20
3331.5303 8" PVC Sewer Pipe, 0' to 6' (Misc Only), Select Backfill | 8" PVC Sewer Pipe, 0' to 6' (Misc Only), Select Backfill | 3331.5303 | Division 33 - Utilities | LF | 33 31 20
3331.5304 8" PVC Sewer Pipe, 6' to 8' (Misc Only) | 8" PVC Sewer Pipe, 6' to 8' (Misc Only) | 3331.5304 | Division 33 - Utilities | LF | 33 31 20
3331.5305 8" PVC Sewer Pipe, 6' to 8' (Misc Only), CSS Backfill | 8" PVC Sewer Pipe, 6' to 8' (Misc Only), CSS Backfill | 3331.5305 | Division 33 - Utilities | LF | 33 31 20
3331.5306 8" PVC Sewer Pipe, 6' to 8' (Misc Only), Select Backfill | 8" PVC Sewer Pipe, 6' to 8' (Misc Only), Select Backfill | 3331.5306 | Division 33 - Utilities | LF | 33 31 20
3331.5307 8" PVC Sewer Pipe, 8' to 10' (Misc Only) | 8" PVC Sewer Pipe, 8' to 10' (Misc Only) | 3331.5307 | Division 33 - Utilities | LF | 33 31 20
3331.5308 8" PVC Sewer Pipe, 8' to 10' (Misc Only), CSS Backfill | 8" PVC Sewer Pipe, 8' to 10' (Misc Only), CSS Backfill | 3331.5308 | Division 33 - Utilities | LF | 33 31 20
3331.5309 8" PVC Sewer Pipe, 8' to 10' (Misc Only), Select Backfill | 8" PVC Sewer Pipe, 8' to 10' (Misc Only), Select Backfill | 3331.5309 | Division 33 - Utilities | LF | 33 31 20
3331.5310 8" PVC Sewer Pipe, 10' to 12' (Misc Only) | 8" PVC Sewer Pipe, 10' to 12' (Misc Only) | 3331.5310 | Division 33 - Utilities | LF | 33 31 20
3331.5311 8" PVC Sewer Pipe, 10' to 12' (Misc Only), CSS Backfill | 8" PVC Sewer Pipe, 10' to 12' (Misc Only), CSS Backfill | 3331.5311 | Division 33 - Utilities | LF | 33 31 20
3331.5312 8" PVC Sewer Pipe, 10' to 12' (Misc Only), Select Backfill | 8" PVC Sewer Pipe, 10' to 12' (Misc Only), Select Backfill | 3331.5312 | Division 33 - Utilities | LF | 33 31 20
3331.5313 8" PVC Sewer Pipe, 12' to 14' (Misc Only) | 8" PVC Sewer Pipe, 12' to 14' (Misc Only) | 3331.5313 | Division 33 - Utilities | LF | 33 31 20
3331.5314 8" PVC Sewer Pipe, 12' to 14' (Misc Only), CSS Backfill | 8" PVC Sewer Pipe, 12' to 14' (Misc Only), CSS Backfill | 3331.5314 | Division 33 - Utilities | LF | 33 31 20
3331.5315 8" PVC Sewer Pipe, 12' to 14' (Misc Only), Select Backfill | 8" PVC Sewer Pipe, 12' to 14' (Misc Only), Select Backfill | 3331.5315 | Division 33 - Utilities | LF | 33 31 20
3331.5316 8" PVC Sewer Pipe, 14' to 16' (Misc Only) | 8" PVC Sewer Pipe, 14' to 16' (Misc Only) | 3331.5316 | Division 33 - Utilities | LF | 33 31 20
3331.5317 8" PVC Sewer Pipe, 14' to 16' (Misc Only), CSS Backfill | 8" PVC Sewer Pipe, 14' to 16' (Misc Only), CSS Backfill | 3331.5317 | Division 33 - Utilities | LF | 33 31 20
3331.5318 8" PVC Sewer Pipe, 14' to 16' (Misc Only), Select Backfill | 8" PVC Sewer Pipe, 14' to 16' (Misc Only), Select Backfill | 3331.5318 | Division 33 - Utilities | LF | 33 31 20
3331.5319 8" PVC Sewer Pipe, 16' to 18' (Misc Only) | 8" PVC Sewer Pipe, 16' to 18' (Misc Only) | 3331.5319 | Division 33 - Utilities | LF | 33 31 20
3331.5320 8" PVC Sewer Pipe, 16' to 18' (Misc Only), CSS Backfill | 8" PVC Sewer Pipe, 16' to 18' (Misc Only), CSS Backfill | 3331.5320 | Division 33 - Utilities | LF | 33 31 20
3331.5321 8" PVC Sewer Pipe, 16' to 18' (Misc Only), Select Backfill | 8" PVC Sewer Pipe, 16' to 18' (Misc Only), Select Backfill | 3331.5321 | Division 33 - Utilities | LF | 33 31 20
3331.5331 8" DIP Sewer Pipe, 0' to 6' (Misc Only) | 8" DIP Sewer Pipe, 0' to 6' (Misc Only) | 3331.5331 | Division 33 - Utilities | LF | 33 11 10
3331.5332 8" DIP Sewer Pipe, 0' to 6' (Misc Only), CSS Backfill | 8" DIP Sewer Pipe, 0' to 6' (Misc Only), CSS Backfill | 3331.5332 | Division 33 - Utilities | LF | 33 11 10
3331.5333 8" DIP Sewer Pipe, 0' to 6' (Misc Only), Select Backfill | 8" DIP Sewer Pipe, 0' to 6' (Misc Only), Select Backfill | 3331.5333 | Division 33 - Utilities | LF | 33 11 10
3331.5334 8" DIP Sewer Pipe, 6' to 8' (Misc Only) | 8" DIP Sewer Pipe, 6' to 8' (Misc Only) | 3331.5334 | Division 33 - Utilities | LF | 33 11 10
3331.5335 8" DIP Sewer Pipe, 6' to 8' (Misc Only), CSS Backfill | 8" DIP Sewer Pipe, 6' to 8' (Misc Only), CSS Backfill | 3331.5335 | Division 33 - Utilities | LF | 33 11 10
3331.5336 8" DIP Sewer Pipe, 6' to 8' (Misc Only), Select Backfill | 8" DIP Sewer Pipe, 6' to 8' (Misc Only), Select Backfill | 3331.5336 | Division 33 - Utilities | LF | 33 11 10
3331.5337 8" DIP Sewer Pipe, 8' to 10' (Misc Only) | 8" DIP Sewer Pipe, 8' to 10' (Misc Only) | 3331.5337 | Division 33 - Utilities | LF | 33 11 10
3331.5338 8" DIP Sewer Pipe, 8' to 10' (Misc Only), CSS Backfill | 8" DIP Sewer Pipe, 8' to 10' (Misc Only), CSS Backfill | 3331.5338 | Division 33 - Utilities | LF | 33 11 10
3331.5339 8" DIP Sewer Pipe, 8' to 10' (Misc Only), Select Backfill | 8" DIP Sewer Pipe, 8' to 10' (Misc Only), Select Backfill | 3331.5339 | Division 33 - Utilities | LF | 33 11 10
3331.5340 8" DIP Sewer Pipe, 10' to 12' (Misc Only) | 8" DIP Sewer Pipe, 10' to 12' (Misc Only) | 3331.5340 | Division 33 - Utilities | LF | 33 11 10
3331.5341 8" DIP Sewer Pipe, 10' to 12' (Misc Only), CSS Backfill | 8" DIP Sewer Pipe, 10' to 12' (Misc Only), CSS Backfill | 3331.5341 | Division 33 - Utilities | LF | 33 11 10
3331.5342 8" DIP Sewer Pipe, 10' to 12' (Misc Only), Select Backfill | 8" DIP Sewer Pipe, 10' to 12' (Misc Only), Select Backfill | 3331.5342 | Division 33 - Utilities | LF | 33 11 10
3331.5343 8" DIP Sewer Pipe, 12' to 14' (Misc Only) | 8" DIP Sewer Pipe, 12' to 14' (Misc Only) | 3331.5343 | Division 33 - Utilities | LF | 33 11 10
3331.5344 8" DIP Sewer Pipe, 12' to 14' (Misc Only), CSS Backfill | 8" DIP Sewer Pipe, 12' to 14' (Misc Only), CSS Backfill | 3331.5344 | Division 33 - Utilities | LF | 33 11 10
3331.5345 8" DIP Sewer Pipe, 12' to 14' (Misc Only), Select Backfill | 8" DIP Sewer Pipe, 12' to 14' (Misc Only), Select Backfill | 3331.5345 | Division 33 - Utilities | LF | 33 11 10
3331.5346 8" DIP Sewer Pipe, 14' to 16' (Misc Only) | 8" DIP Sewer Pipe, 14' to 16' (Misc Only) | 3331.5346 | Division 33 - Utilities | LF | 33 11 10
3331.5347 8" DIP Sewer Pipe, 14' to 16' (Misc Only), CSS Backfill | 8" DIP Sewer Pipe, 14' to 16' (Misc Only), CSS Backfill | 3331.5347 | Division 33 - Utilities | LF | 33 11 10
3331.5348 8" DIP Sewer Pipe, 14' to 16' (Misc Only), Select Backfill | 8" DIP Sewer Pipe, 14' to 16' (Misc Only), Select Backfill | 3331.5348 | Division 33 - Utilities | LF | 33 11 10
3331.5349 8" DIP Sewer Pipe, 16' to 18' (Misc Only) | 8" DIP Sewer Pipe, 16' to 18' (Misc Only) | 3331.5349 | Division 33 - Utilities | LF | 33 11 10
3331.5350 8" DIP Sewer Pipe, 16' to 18' (Misc Only), CSS Backfill | 8" DIP Sewer Pipe, 16' to 18' (Misc Only), CSS Backfill | 3331.5350 | Division 33 - Utilities | LF | 33 11 10
3331.5351 8" DIP Sewer Pipe, 16' to 18' (Misc Only), Select Backfill | 8" DIP Sewer Pipe, 16' to 18' (Misc Only), Select Backfill | 3331.5351 | Division 33 - Utilities | LF | 33 11 10
3331.5352 8" DIP Sewer Pipe, 18' to 20' (Misc Only) | 8" DIP Sewer Pipe, 18' to 20' (Misc Only) | 3331.5352 | Division 33 - Utilities | LF | 33 11 10
3331.5353 8" DIP Sewer Pipe, 18' to 20' (Misc Only), CSS Backfill | 8" DIP Sewer Pipe, 18' to 20' (Misc Only), CSS Backfill | 3331.5353 | Division 33 - Utilities | LF | 33 11 10
3331.5354 8" DIP Sewer Pipe, 18' to 20' (Misc Only), Select Backfill | 8" DIP Sewer Pipe, 18' to 20' (Misc Only), Select Backfill | 3331.5354 | Division 33 - Utilities | LF | 33 11 10
3331.5401 10" PVC Sewer Pipe, 0' to 6' (Misc Only) | 10" PVC Sewer Pipe, 0' to 6' (Misc Only) | 3331.5401 | Division 33 - Utilities | LF | 33 31 20
3331.5402 10" PVC Sewer Pipe, 0' to 6' (Misc Only), CSS Backfill | 10" PVC Sewer Pipe, 0' to 6' (Misc Only), CSS Backfill | 3331.5402 | Division 33 - Utilities | LF | 33 31 20
3331.5403 10" PVC Sewer Pipe, 0' to 6' (Misc Only), Select Backfill | 10" PVC Sewer Pipe, 0' to 6' (Misc Only), Select Backfill | 3331.5403 | Division 33 - Utilities | LF | 33 31 20
3331.5404 10" PVC Sewer Pipe, 6' to 8' (Misc Only) | 10" PVC Sewer Pipe, 6' to 8' (Misc Only) | 3331.5404 | Division 33 - Utilities | LF | 33 31 20
3331.5405 10" PVC Sewer Pipe, 6' to 8' (Misc Only), CSS Backfill | 10" PVC Sewer Pipe, 6' to 8' (Misc Only), CSS Backfill | 3331.5405 | Division 33 - Utilities | LF | 33 31 20
3331.5406 10" PVC Sewer Pipe, 6' to 8' (Misc Only), Select Backfill | 10" PVC Sewer Pipe, 6' to 8' (Misc Only), Select Backfill | 3331.5406 | Division 33 - Utilities | LF | 33 31 20
3331.5407 10" PVC Sewer Pipe, 8' to 10' (Misc Only) | 10" PVC Sewer Pipe, 8' to 10' (Misc Only) | 3331.5407 | Division 33 - Utilities | LF | 33 31 20
3331.5408 10" PVC Sewer Pipe, 8' to 10' (Misc Only), CSS Backfill | 10" PVC Sewer Pipe, 8' to 10' (Misc Only), CSS Backfill | 3331.5408 | Division 33 - Utilities | LF | 33 31 20
3331.5409 10" PVC Sewer Pipe, 8' to 10' (Misc Only), Select Backfill | 10" PVC Sewer Pipe, 8' to 10' (Misc Only), Select Backfill | 3331.5409 | Division 33 - Utilities | LF | 33 31 20
3331.5410 10" PVC Sewer Pipe, 10' to 12' (Misc Only) | 10" PVC Sewer Pipe, 10' to 12' (Misc Only) | 3331.5410 | Division 33 - Utilities | LF | 33 31 20
3331.5411 10" PVC Sewer Pipe, 10' to 12' (Misc Only), CSS Backfill | 10" PVC Sewer Pipe, 10' to 12' (Misc Only), CSS Backfill | 3331.5411 | Division 33 - Utilities | LF | 33 31 20
3331.5412 10" PVC Sewer Pipe, 10' to 12' (Misc Only), Select Backfill | 10" PVC Sewer Pipe, 10' to 12' (Misc Only), Select Backfill | 3331.5412 | Division 33 - Utilities | LF | 33 31 20
3331.5413 10" PVC Sewer Pipe, 12' to 14' (Misc Only) | 10" PVC Sewer Pipe, 12' to 14' (Misc Only) | 3331.5413 | Division 33 - Utilities | LF | 33 31 20
3331.5414 10" PVC Sewer Pipe, 12' to 14' (Misc Only), CSS Backfill | 10" PVC Sewer Pipe, 12' to 14' (Misc Only), CSS Backfill | 3331.5414 | Division 33 - Utilities | LF | 33 31 20
3331.5415 10" PVC Sewer Pipe, 12' to 14' (Misc Only), Select Backfill | 10" PVC Sewer Pipe, 12' to 14' (Misc Only), Select Backfill | 3331.5415 | Division 33 - Utilities | LF | 33 31 20
3331.5416 10" PVC Sewer Pipe, 14' to 16' (Misc Only) | 10" PVC Sewer Pipe, 14' to 16' (Misc Only) | 3331.5416 | Division 33 - Utilities | LF | 33 31 20
3331.5417 10" PVC Sewer Pipe, 14' to 16' (Misc Only), CSS Backfill | 10" PVC Sewer Pipe, 14' to 16' (Misc Only), CSS Backfill | 3331.5417 | Division 33 - Utilities | LF | 33 31 20
3331.5418 10" PVC Sewer Pipe, 14' to 16' (Misc Only), Select Backfill | 10" PVC Sewer Pipe, 14' to 16' (Misc Only), Select Backfill | 3331.5418 | Division 33 - Utilities | LF | 33 31 20
3331.5419 10" PVC Sewer Pipe, 16' to 18' (Misc Only) | 10" PVC Sewer Pipe, 16' to 18' (Misc Only) | 3331.5419 | Division 33 - Utilities | LF | 33 31 20
3331.5420 10" PVC Sewer Pipe, 16' to 18' (Misc Only), CSS Backfill | 10" PVC Sewer Pipe, 16' to 18' (Misc Only), CSS Backfill | 3331.5420 | Division 33 - Utilities | LF | 33 31 20
3331.5421 10" PVC Sewer Pipe, 16' to 18' (Misc Only), Select Backfill | 10" PVC Sewer Pipe, 16' to 18' (Misc Only), Select Backfill | 3331.5421 | Division 33 - Utilities | LF | 33 31 20
3331.5431 10" DIP Sewer, 0' to 6' (Misc Only) | 10" DIP Sewer, 0' to 6' (Misc Only) | 3331.5431 | Division 33 - Utilities | LF | 33 11 10
3331.5432 10" DIP Sewer, 0' to 6' (Misc Only), CSS Backfill | 10" DIP Sewer, 0' to 6' (Misc Only), CSS Backfill | 3331.5432 | Division 33 - Utilities | LF | 33 11 10
3331.5433 10" DIP Sewer, 0' to 6' (Misc Only), Select Backfill | 10" DIP Sewer, 0' to 6' (Misc Only), Select Backfill | 3331.5433 | Division 33 - Utilities | LF | 33 11 10
3331.5434 10" DIP Sewer, 6' to 8' (Misc Only) | 10" DIP Sewer, 6' to 8' (Misc Only) | 3331.5434 | Division 33 - Utilities | LF | 33 11 10
3331.5435 10" DIP Sewer, 6' to 8' (Misc Only), CSS Backfill | 10" DIP Sewer, 6' to 8' (Misc Only), CSS Backfill | 3331.5435 | Division 33 - Utilities | LF | 33 11 10
3331.5436 10" DIP Sewer, 6' to 8' (Misc Only), Select Backfill | 10" DIP Sewer, 6' to 8' (Misc Only), Select Backfill | 3331.5436 | Division 33 - Utilities | LF | 33 11 10
3331.5437 10" DIP Sewer, 8' to 10' (Misc Only) | 10" DIP Sewer, 8' to 10' (Misc Only) | 3331.5437 | Division 33 - Utilities | LF | 33 11 10
3331.5438 10" DIP Sewer, 8' to 10' (Misc Only), CSS Backfill | 10" DIP Sewer, 8' to 10' (Misc Only), CSS Backfill | 3331.5438 | Division 33 - Utilities | LF | 33 11 10
3331.5439 10" DIP Sewer, 8' to 10' (Misc Only), Select Backfill | 10" DIP Sewer, 8' to 10' (Misc Only), Select Backfill | 3331.5439 | Division 33 - Utilities | LF | 33 11 10
3331.5440 10" DIP Sewer, 10' to 12' (Misc Only) | 10" DIP Sewer, 10' to 12' (Misc Only) | 3331.5440 | Division 33 - Utilities | LF | 33 11 10
3331.5441 10" DIP Sewer, 10' to 12' (Misc Only), CSS Backfill | 10" DIP Sewer, 10' to 12' (Misc Only), CSS Backfill | 3331.5441 | Division 33 - Utilities | LF | 33 11 10
3331.5442 10" DIP Sewer, 10' to 12' (Misc Only), Select Backfill | 10" DIP Sewer, 10' to 12' (Misc Only), Select Backfill | 3331.5442 | Division 33 - Utilities | LF | 33 11 10
3331.5443 10" DIP Sewer, 12' to 14' (Misc Only) | 10" DIP Sewer, 12' to 14' (Misc Only) | 3331.5443 | Division 33 - Utilities | LF | 33 11 10
3331.5444 10" DIP Sewer, 12' to 14' (Misc Only), CSS Backfill | 10" DIP Sewer, 12' to 14' (Misc Only), CSS Backfill | 3331.5444 | Division 33 - Utilities | LF | 33 11 10
3331.5445 10" DIP Sewer, 12' to 14' (Misc Only), Select Backfill | 10" DIP Sewer, 12' to 14' (Misc Only), Select Backfill | 3331.5445 | Division 33 - Utilities | LF | 33 11 10
3331.5446 10" DIP Sewer, 14' to 16' (Misc Only) | 10" DIP Sewer, 14' to 16' (Misc Only) | 3331.5446 | Division 33 - Utilities | LF | 33 11 10
3331.5447 10" DIP Sewer, 14' to 16' (Misc Only), CSS Backfill | 10" DIP Sewer, 14' to 16' (Misc Only), CSS Backfill | 3331.5447 | Division 33 - Utilities | LF | 33 11 10
3331.5448 10" DIP Sewer, 14' to 16' (Misc Only), Select Backfill | 10" DIP Sewer, 14' to 16' (Misc Only), Select Backfill | 3331.5448 | Division 33 - Utilities | LF | 33 11 10
3331.5449 10" DIP Sewer, 16' to 18' (Misc Only) | 10" DIP Sewer, 16' to 18' (Misc Only) | 3331.5449 | Division 33 - Utilities | LF | 33 11 10
3331.5450 10" DIP Sewer, 16' to 18' (Misc Only), CSS Backfill | 10" DIP Sewer, 16' to 18' (Misc Only), CSS Backfill | 3331.5450 | Division 33 - Utilities | LF | 33 11 10
3331.5451 10" DIP Sewer, 16' to 18' (Misc Only), Select Backfill | 10" DIP Sewer, 16' to 18' (Misc Only), Select Backfill | 3331.5451 | Division 33 - Utilities | LF | 33 11 10
3331.5452 10" DIP Sewer, 18' to 20' (Misc Only) | 10" DIP Sewer, 18' to 20' (Misc Only) | 3331.5452 | Division 33 - Utilities | LF | 33 11 10
3331.5453 10" DIP Sewer, 18' to 20' (Misc Only), CSS Backfill | 10" DIP Sewer, 18' to 20' (Misc Only), CSS Backfill | 3331.5453 | Division 33 - Utilities | LF | 33 11 10
3331.5454 10" DIP Sewer, 18' to 20' (Misc Only), Select Backfill | 10" DIP Sewer, 18' to 20' (Misc Only), Select Backfill | 3331.5454 | Division 33 - Utilities | LF | 33 11 10
3331.5501 12" PVC Sewer Pipe, 0' to 6' (Misc Only) | 12" PVC Sewer Pipe, 0' to 6' (Misc Only) | 3331.5501 | Division 33 - Utilities | LF | 33 31 20
3331.5502 12" PVC Sewer Pipe, 0' to 6' (Misc Only), CSS Backfill | 12" PVC Sewer Pipe, 0' to 6' (Misc Only), CSS Backfill | 3331.5502 | Division 33 - Utilities | LF | 33 31 20
3331.5503 12" PVC Sewer Pipe, 0' to 6' (Misc Only), Select Backfill | 12" PVC Sewer Pipe, 0' to 6' (Misc Only), Select Backfill | 3331.5503 | Division 33 - Utilities | LF | 33 31 20
3331.5504 12" PVC Sewer Pipe, 6' to 8' (Misc Only) | 12" PVC Sewer Pipe, 6' to 8' (Misc Only) | 3331.5504 | Division 33 - Utilities | LF | 33 31 20
3331.5505 12" PVC Sewer Pipe, 6' to 8' (Misc Only), CSS Backfill | 12" PVC Sewer Pipe, 6' to 8' (Misc Only), CSS Backfill | 3331.5505 | Division 33 - Utilities | LF | 33 31 20
3331.5506 12" PVC Sewer Pipe, 6' to 8' (Misc Only), Select Backfill | 12" PVC Sewer Pipe, 6' to 8' (Misc Only), Select Backfill | 3331.5506 | Division 33 - Utilities | LF | 33 31 20
3331.5507 12" PVC Sewer Pipe, 8' to 10' (Misc Only) | 12" PVC Sewer Pipe, 8' to 10' (Misc Only) | 3331.5507 | Division 33 - Utilities | LF | 33 31 20
3331.5508 12" PVC Sewer Pipe, 8' to 10' (Misc Only), CSS Backfill | 12" PVC Sewer Pipe, 8' to 10' (Misc Only), CSS Backfill | 3331.5508 | Division 33 - Utilities | LF | 33 31 20
3331.5509 12" PVC Sewer Pipe, 8' to 10' (Misc Only), Select Backfill | 12" PVC Sewer Pipe, 8' to 10' (Misc Only), Select Backfill | 3331.5509 | Division 33 - Utilities | LF | 33 31 20
3331.5510 12" PVC Sewer Pipe, 10' to 12' (Misc Only) | 12" PVC Sewer Pipe, 10' to 12' (Misc Only) | 3331.5510 | Division 33 - Utilities | LF | 33 31 20
3331.5511 12" PVC Sewer Pipe, 10' to 12' (Misc Only), CSS Backfill | 12" PVC Sewer Pipe, 10' to 12' (Misc Only), CSS Backfill | 3331.5511 | Division 33 - Utilities | LF | 33 31 20
3331.5512 12" PVC Sewer Pipe, 10' to 12' (Misc Only), Select Backfill | 12" PVC Sewer Pipe, 10' to 12' (Misc Only), Select Backfill | 3331.5512 | Division 33 - Utilities | LF | 33 31 20
3331.5531 12" DIP Sewer, 0' to 6' (Misc Only) | 12" DIP Sewer, 0' to 6' (Misc Only) | 3331.5531 | Division 33 - Utilities | LF | 33 11 10
3331.5532 12" DIP Sewer, 0' to 6' (Misc Only), CSS Backfill | 12" DIP Sewer, 0' to 6' (Misc Only), CSS Backfill | 3331.5532 | Division 33 - Utilities | LF | 33 11 10
3331.5533 12" DIP Sewer, 0' to 6' (Misc Only), Select Backfill | 12" DIP Sewer, 0' to 6' (Misc Only), Select Backfill | 3331.5533 | Division 33 - Utilities | LF | 33 11 10
3331.5534 12" DIP Sewer, 6' to 8' (Misc Only) | 12" DIP Sewer, 6' to 8' (Misc Only) | 3331.5534 | Division 33 - Utilities | LF | 33 11 10
3331.5535 12" DIP Sewer, 6' to 8' (Misc Only), CSS Backfill | 12" DIP Sewer, 6' to 8' (Misc Only), CSS Backfill | 3331.5535 | Division 33 - Utilities | LF | 33 11 10
3331.5536 12" DIP Sewer, 6' to 8' (Misc Only), Select Backfill | 12" DIP Sewer, 6' to 8' (Misc Only), Select Backfill | 3331.5536 | Division 33 - Utilities | LF | 33 11 10
3331.5537 12" DIP Sewer, 8' to 10' (Misc Only) | 12" DIP Sewer, 8' to 10' (Misc Only) | 3331.5537 | Division 33 - Utilities | LF | 33 11 10
3331.5538 12" DIP Sewer, 8' to 10' (Misc Only), CSS Backfill | 12" DIP Sewer, 8' to 10' (Misc Only), CSS Backfill | 3331.5538 | Division 33 - Utilities | LF | 33 11 10
3331.5539 12" DIP Sewer, 8' to 10' (Misc Only), Select Backfill | 12" DIP Sewer, 8' to 10' (Misc Only), Select Backfill | 3331.5539 | Division 33 - Utilities | LF | 33 11 10
3331.5540 12" DIP Sewer, 10' to 12' (Misc Only) | 12" DIP Sewer, 10' to 12' (Misc Only) | 3331.5540 | Division 33 - Utilities | LF | 33 11 10
3331.5541 12" DIP Sewer, 10' to 12' (Misc Only), CSS Backfill | 12" DIP Sewer, 10' to 12' (Misc Only), CSS Backfill | 3331.5541 | Division 33 - Utilities | LF | 33 11 10
3331.5542 12" DIP Sewer, 10' to 12' (Misc Only), Select Backfill | 12" DIP Sewer, 10' to 12' (Misc Only), Select Backfill | 3331.5542 | Division 33 - Utilities | LF | 33 11 10
3331.5601 15" PVC Sewer Pipe, 0' to 6' (Misc Only) | 15" PVC Sewer Pipe, 0' to 6' (Misc Only) | 3331.5601 | Division 33 - Utilities | LF | 33 31 20
3331.5602 15" PVC Sewer Pipe, 0' to 6' (Misc Only), CSS Backfill | 15" PVC Sewer Pipe, 0' to 6' (Misc Only), CSS Backfill | 3331.5602 | Division 33 - Utilities | LF | 33 31 20
3331.5603 15" PVC Sewer Pipe, 0' to 6' (Misc Only), Select Backfill | 15" PVC Sewer Pipe, 0' to 6' (Misc Only), Select Backfill | 3331.5603 | Division 33 - Utilities | LF | 33 31 20
3331.5604 15" PVC Sewer Pipe, 6' to 8' (Misc Only) | 15" PVC Sewer Pipe, 6' to 8' (Misc Only) | 3331.5604 | Division 33 - Utilities | LF | 33 31 20
3331.5605 15" PVC Sewer Pipe, 6' to 8' (Misc Only), CSS Backfill | 15" PVC Sewer Pipe, 6' to 8' (Misc Only), CSS Backfill | 3331.5605 | Division 33 - Utilities | LF | 33 31 20
3331.5606 15" PVC Sewer Pipe, 6' to 8' (Misc Only), Select Backfill | 15" PVC Sewer Pipe, 6' to 8' (Misc Only), Select Backfill | 3331.5606 | Division 33 - Utilities | LF | 33 31 20
3331.5607 15" PVC Sewer Pipe, 8' to 10' (Misc Only) | 15" PVC Sewer Pipe, 8' to 10' (Misc Only) | 3331.5607 | Division 33 - Utilities | LF | 33 31 20
3331.5608 15" PVC Sewer Pipe, 8' to 10' (Misc Only), CSS Backfill | 15" PVC Sewer Pipe, 8' to 10' (Misc Only), CSS Backfill | 3331.5608 | Division 33 - Utilities | LF | 33 31 20
3331.5609 15" PVC Sewer Pipe, 8' to 10' (Misc Only), Select Backfill | 15" PVC Sewer Pipe, 8' to 10' (Misc Only), Select Backfill | 3331.5609 | Division 33 - Utilities | LF | 33 31 20
3331.5610 15" PVC Sewer Pipe, 10' to 12' (Misc Only) | 15" PVC Sewer Pipe, 10' to 12' (Misc Only) | 3331.5610 | Division 33 - Utilities | LF | 33 31 20
3331.5611 15" PVC Sewer Pipe, 10' to 12' (Misc Only), CSS Backfill | 15" PVC Sewer Pipe, 10' to 12' (Misc Only), CSS Backfill | 3331.5611 | Division 33 - Utilities | LF | 33 31 20
3331.5612 15" PVC Sewer Pipe, 10' to 12' (Misc Only), Select Backfill | 15" PVC Sewer Pipe, 10' to 12' (Misc Only), Select Backfill | 3331.5612 | Division 33 - Utilities | LF | 33 31 20
3331.5731 16" DIP Sewer, 0' to 6' (Misc Only) | 16" DIP Sewer, 0' to 6' (Misc Only) | 3331.5731 | Division 33 - Utilities | LF | 33 11 10
3331.5732 16" DIP Sewer, 0' to 6' (Misc Only), CSS Backfill | 16" DIP Sewer, 0' to 6' (Misc Only), CSS Backfill | 3331.5732 | Division 33 - Utilities | LF | 33 11 10
3331.5733 16" DIP Sewer, 0' to 6' (Misc Only), Select Backfill | 16" DIP Sewer, 0' to 6' (Misc Only), Select Backfill | 3331.5733 | Division 33 - Utilities | LF | 33 11 10
3331.5734 16" DIP Sewer, 6' to 8' (Misc Only) | 16" DIP Sewer, 6' to 8' (Misc Only) | 3331.5734 | Division 33 - Utilities | LF | 33 11 10
3331.5735 16" DIP Sewer, 6' to 8' (Misc Only), CSS Backfill | 16" DIP Sewer, 6' to 8' (Misc Only), CSS Backfill | 3331.5735 | Division 33 - Utilities | LF | 33 11 10
3331.5736 16" DIP Sewer, 6' to 8' (Misc Only), Select Backfill | 16" DIP Sewer, 6' to 8' (Misc Only), Select Backfill | 3331.5736 | Division 33 - Utilities | LF | 33 11 10
3331.5737 16" DIP Sewer, 8' to 10' (Misc Only) | 16" DIP Sewer, 8' to 10' (Misc Only) | 3331.5737 | Division 33 - Utilities | LF | 33 11 10
3331.5738 16" DIP Sewer, 8' to 10' (Misc Only), CSS Backfill | 16" DIP Sewer, 8' to 10' (Misc Only), CSS Backfill | 3331.5738 | Division 33 - Utilities | LF | 33 11 10
3331.5739 16" DIP Sewer, 8' to 10' (Misc Only), Select Backfill | 16" DIP Sewer, 8' to 10' (Misc Only), Select Backfill | 3331.5739 | Division 33 - Utilities | LF | 33 11 10
3331.5740 16" DIP Sewer, 10' to 12' (Misc Only) | 16" DIP Sewer, 10' to 12' (Misc Only) | 3331.5740 | Division 33 - Utilities | LF | 33 11 10
3331.5741 16" DIP Sewer, 10' to 12' (Misc Only), CSS Backfill | 16" DIP Sewer, 10' to 12' (Misc Only), CSS Backfill | 3331.5741 | Division 33 - Utilities | LF | 33 11 10
3331.5742 16" DIP Sewer, 10' to 12' (Misc Only), Select Backfill | 16" DIP Sewer, 10' to 12' (Misc Only), Select Backfill | 3331.5742 | Division 33 - Utilities | LF | 33 11 10
3331.5743 4" Sewer Pipe, CLSM Backfill | 4" Sewer Pipe, CLSM Backfill | 3331.5743 | Division 33 - Utilities | LF | 33 11 10, 33 31 20
3331.5744 4" DIP Sewer, CLSM Backfill | 4" DIP Sewer, CLSM Backfill | 3331.5744 | Division 33 - Utilities | LF | 33 11 10
3331.5745 6" Sewer Pipe, CLSM Backfill | 6" Sewer Pipe, CLSM Backfill | 3331.5745 | Division 33 - Utilities | LF | 33 11 10, 33 31 12, 33 31 20
3331.5746 6" DIP Sewer Pipe, CLSM Backfill | 6" DIP Sewer Pipe, CLSM Backfill | 3331.5746 | Division 33 - Utilities | LF | 33 11 10
3331.5747 8" Sewer Pipe, CLSM Backfill | 8" Sewer Pipe, CLSM Backfill | 3331.5747 | Division 33 - Utilities | LF | 33 11 10, 33 31 12, 33 31 20
3331.5748 8" DIP Sewer Pipe, CLSM Backfill | 8" DIP Sewer Pipe, CLSM Backfill | 3331.5748 | Division 33 - Utilities | LF | 33 11 10
3331.5749 10" Sewer Pipe, CLSM Backfill | 10" Sewer Pipe, CLSM Backfill | 3331.5749 | Division 33 - Utilities | LF | 33 11 10, 33 31 12, 33 31 20
3331.5750 10" DIP Sewer, CLSM Backfill | 10" DIP Sewer, CLSM Backfill | 3331.5750 | Division 33 - Utilities | LF | 33 11 10
3331.5751 12" Sewer Pipe, CLSM Backfill | 12" Sewer Pipe, CLSM Backfill | 3331.5751 | Division 33 - Utilities | LF | 33 11 10, 33 31 12, 33 31 20
3331.5752 12" DIP Sewer, CLSM Backfill | 12" DIP Sewer, CLSM Backfill | 3331.5752 | Division 33 - Utilities | LF | 33 11 10
3331.5753 15" Sewer Pipe, CLSM Backfill | 15" Sewer Pipe, CLSM Backfill | 3331.5753 | Division 33 - Utilities | LF | 33 11 10, 33 31 12, 33 31 20
3331.5754 16" Sewer Pipe, CLSM Backfill | 16" Sewer Pipe, CLSM Backfill | 3331.5754 | Division 33 - Utilities | LF | 33 11 10, 33 31 12
3331.5755 16" DIP Sewer, CLSM Backfill | 16" DIP Sewer, CLSM Backfill | 3331.5755 | Division 33 - Utilities | LF | 33 11 10
3331.5756 18" Sewer Pipe, CLSM Backfill | 18" Sewer Pipe, CLSM Backfill | 3331.5756 | Division 33 - Utilities | LF | 33 11 10, 33 31 13, 33 31 20, 33 31 21
3331.5757 18" DIP Sewer, CLSM Backfill | 18" DIP Sewer, CLSM Backfill | 3331.5757 | Division 33 - Utilities | LF | 33 11 10
3331.5758 18" Fiberglass Sewer Pipe, CLSM Backfill | 18" Fiberglass Sewer Pipe, CLSM Backfill | 3331.5758 | Division 33 - Utilities | LF | 33 31 13
3331.5759 18" PVC ASTM F1803 Sewer Pipe, CLSM Backfill | 18" PVC ASTM F1803 Sewer Pipe, CLSM Backfill | 3331.5759 | Division 33 - Utilities | LF | 33 31 21
3331.5760 20" Sewer Pipe, CLSM Backfill | 20" Sewer Pipe, CLSM Backfill | 3331.5760 | Division 33 - Utilities | LF | 33 11 10, 33 31 12
3331.5761 20" DIP Sewer, CLSM Backfill | 20" DIP Sewer, CLSM Backfill | 3331.5761 | Division 33 - Utilities | LF | 33 11 10
3331.5762 21" Sewer Pipe, CLSM Backfill | 21" Sewer Pipe, CLSM Backfill | 3331.5762 | Division 33 - Utilities | LF | 33 11 10, 33 31 13, 33 31 20, 33 31 21
3331.5763 21" Fiberglass Sewer Pipe, CLSM Backfill | 21" Fiberglass Sewer Pipe, CLSM Backfill | 3331.5763 | Division 33 - Utilities | LF | 33 31 13
3331.5764 21" PVC ASTM F1803 Sewer Pipe, CLSM Backfill | 21" PVC ASTM F1803 Sewer Pipe, CLSM Backfill | 3331.5764 | Division 33 - Utilities | LF | 33 31 21
3331.5765 24" Sewer Pipe, CLSM Backfill | 24" Sewer Pipe, CLSM Backfill | 3331.5765 | Division 33 - Utilities | LF | 33 11 10, 33 31 13, 33 31 20, 33 31 21
3331.5766 24" DIP Sewer, CLSM Backfill | 24" DIP Sewer, CLSM Backfill | 3331.5766 | Division 33 - Utilities | LF | 33 11 10
3331.5767 24" Fiberglass Sewer Pipe, CLSM Backfill | 24" Fiberglass Sewer Pipe, CLSM Backfill | 3331.5767 | Division 33 - Utilities | LF | 33 31 13
3331.5768 24" PVC ASTM F1803 Sewer Pipe, CLSM Backfill | 24" PVC ASTM F1803 Sewer Pipe, CLSM Backfill | 3331.5768 | Division 33 - Utilities | LF | 33 31 21
3331.5769 27" Sewer Pipe, CLSM Backfill | 27" Sewer Pipe, CLSM Backfill | 3331.5769 | Division 33 - Utilities | LF | 33 11 10, 33 31 13, 33 31 20, 33 31 21
3331.5770 27" Fiberglass Sewer Pipe, CLSM Backfill | 27" Fiberglass Sewer Pipe, CLSM Backfill | 3331.5770 | Division 33 - Utilities | LF | 33 31 13
3331.5771 27" PVC ASTM F1803 Sewer Pipe, CLSM Backfill | 27" PVC ASTM F1803 Sewer Pipe, CLSM Backfill | 3331.5771 | Division 33 - Utilities | LF | 33 31 21
3331.5772 30" Sewer Pipe, CLSM Backfill | 30" Sewer Pipe, CLSM Backfill | 3331.5772 | Division 33 - Utilities | LF | 33 11 10, 33 31 13, 33 31 21
3331.5773 30" DIP Sewer, CLSM Backfill | 30" DIP Sewer, CLSM Backfill | 3331.5773 | Division 33 - Utilities | LF | 33 11 10
3331.5774 30" Fiberglass Sewer Pipe, CLSM Backfill | 30" Fiberglass Sewer Pipe, CLSM Backfill | 3331.5774 | Division 33 - Utilities | LF | 33 31 13
3331.5775 30" PVC ASTM F1803 Sewer Pipe, CLSM Backfill | 30" PVC ASTM F1803 Sewer Pipe, CLSM Backfill | 3331.5775 | Division 33 - Utilities | LF | 33 31 21
3331.5776 36" Sewer Pipe, CLSM Backfill | 36" Sewer Pipe, CLSM Backfill | 3331.5776 | Division 33 - Utilities | LF | 33 11 10, 33 31 13, 33 31 21
3331.5777 36" DIP Sewer, CLSM Backfill | 36" DIP Sewer, CLSM Backfill | 3331.5777 | Division 33 - Utilities | LF | 33 11 10
3331.5778 36" Fiberglass Sewer Pipe, CLSM Backfill | 36" Fiberglass Sewer Pipe, CLSM Backfill | 3331.5778 | Division 33 - Utilities | LF | 33 31 13
3331.5779 36" PVC ASTM F1803 Sewer Pipe, CLSM Backfill | 36" PVC ASTM F1803 Sewer Pipe, CLSM Backfill | 3331.5779 | Division 33 - Utilities | LF | 33 31 21
3331.5780 42" Sewer Pipe, CLSM Backfill | 42" Sewer Pipe, CLSM Backfill | 3331.5780 | Division 33 - Utilities | LF | 33 11 10, 33 31 13, 33 31 21
3331.5781 42" Fiberglass Sewer Pipe, CLSM Backfill | 42" Fiberglass Sewer Pipe, CLSM Backfill | 3331.5781 | Division 33 - Utilities | LF | 33 31 13
3331.5782 42" Fiberglass Sewer Pipe, CLSM Backfill | 42" Fiberglass Sewer Pipe, CLSM Backfill | 3331.5782 | Division 33 - Utilities | LF | 33 31 13
3331.5783 42" PVC ASTM F1803 Sewer Pipe, CLSM Backfill | 42" PVC ASTM F1803 Sewer Pipe, CLSM Backfill | 3331.5783 | Division 33 - Utilities | LF | 33 31 21
3331.5784 48" Sewer Pipe, CLSM Backfill | 48" Sewer Pipe, CLSM Backfill | 3331.5784 | Division 33 - Utilities | LF | 33 11 10, 33 31 13, 33 31 21
3331.5785 48" DIP Sewer, CLSM Backfill | 48" DIP Sewer, CLSM Backfill | 3331.5785 | Division 33 - Utilities | LF | 33 11 10
3331.5786 48" Fiberglass Sewer Pipe, CLSM Backfill | 48" Fiberglass Sewer Pipe, CLSM Backfill | 3331.5786 | Division 33 - Utilities | LF | 33 31 13
3331.5787 48" PVC ASTM F1803 Sewer Pipe, CLSM Backfill | 48" PVC ASTM F1803 Sewer Pipe, CLSM Backfill | 3331.5787 | Division 33 - Utilities | LF | 33 31 21
3331.5788 54" Sewer Pipe, CLSM Backfill | 54" Sewer Pipe, CLSM Backfill | 3331.5788 | Division 33 - Utilities | LF | 33 11 10, 33 31 13
3331.5789 54" DIP Sewer, CLSM Backfill | 54" DIP Sewer, CLSM Backfill | 3331.5789 | Division 33 - Utilities | LF | 33 11 10
3331.5790 54" Fiberglass Sewer Pipe, CLSM Backfill | 54" Fiberglass Sewer Pipe, CLSM Backfill | 3331.5790 | Division 33 - Utilities | LF | 33 31 13
3331.5791 60" Sewer Pipe, CLSM Backfill | 60" Sewer Pipe, CLSM Backfill | 3331.5791 | Division 33 - Utilities | LF | 33 11 10, 33 31 13
3331.5792 60" DIP Sewer, CLSM Backfill | 60" DIP Sewer, CLSM Backfill | 3331.5792 | Division 33 - Utilities | LF | 33 11 10
3331.5793 60" Fiberglass Sewer Pipe, CLSM Backfill | 60" Fiberglass Sewer Pipe, CLSM Backfill | 3331.5793 | Division 33 - Utilities | LF | 33 31 13
3331.5794 64" Sewer Pipe, CLSM Backfill | 64" Sewer Pipe, CLSM Backfill | 3331.5794 | Division 33 - Utilities | LF | 33 11 10, 33 31 13
3331.5795 64" DIP Sewer, CLSM Backfill | 64" DIP Sewer, CLSM Backfill | 3331.5795 | Division 33 - Utilities | LF | 33 11 10
3331.5796 64" Fiberglass Sewer Pipe, CLSM Backfill | 64" Fiberglass Sewer Pipe, CLSM Backfill | 3331.5796 | Division 33 - Utilities | LF | 33 31 13
3331.5797 66" Fiberglass Sewer Pipe, CLSM Backfill | 66" Fiberglass Sewer Pipe, CLSM Backfill | 3331.5797 | Division 33 - Utilities | LF | 33 31 13
3331.5798 72" Fiberglass Sewer Pipe, CLSM Backfill | 72" Fiberglass Sewer Pipe, CLSM Backfill | 3331.5798 | Division 33 - Utilities | LF | 33 31 13
3331.5799 4" PVC Sewer Pipe, 0' to 6' (Misc Only), CLSM Backfill | 4" PVC Sewer Pipe, 0' to 6' (Misc Only), CLSM Backfill | 3331.5799 | Division 33 - Utilities | LF | 33 31 20
3331.5800 4" PVC Sewer Pipe, 6' to 8' (Misc Only), CLSM Backfill | 4" PVC Sewer Pipe, 6' to 8' (Misc Only), CLSM Backfill | 3331.5800 | Division 33 - Utilities | LF | 33 31 20
3331.5801 4" PVC Sewer Pipe, 8' to 10' (Misc Only), CLSM Backfill | 4" PVC Sewer Pipe, 8' to 10' (Misc Only), CLSM Backfill | 3331.5801 | Division 33 - Utilities | LF | 33 31 20
3331.5802 4" PVC Sewer Pipe, 10' to 12' (Misc Only), CLSM Backfill | 4" PVC Sewer Pipe, 10' to 12' (Misc Only), CLSM Backfill | 3331.5802 | Division 33 - Utilities | LF | 33 31 20
3331.5803 4" DIP Sewer, 0' to 6' (Misc Only), CLSM Backfill | 4" DIP Sewer, 0' to 6' (Misc Only), CLSM Backfill | 3331.5803 | Division 33 - Utilities | LF | 33 11 10
3331.5804 4" DIP Sewer, 6' to 8' (Misc Only), CLSM Backfill | 4" DIP Sewer, 6' to 8' (Misc Only), CLSM Backfill | 3331.5804 | Division 33 - Utilities | LF | 33 11 10
3331.5806 4" DIP Sewer, 10' to 12' (Misc Only), CLSM Backfill | 4" DIP Sewer, 10' to 12' (Misc Only), CLSM Backfill | 3331.5806 | Division 33 - Utilities | LF | 33 11 10
3331.5807 6" PVC Sewer Pipe, 0' to 6' (Misc Only), CLSM Backfill | 6" PVC Sewer Pipe, 0' to 6' (Misc Only), CLSM Backfill | 3331.5807 | Division 33 - Utilities | LF | 33 31 20
3331.5808 6" PVC Sewer Pipe, 6' to 8' (Misc Only), CLSM Backfill | 6" PVC Sewer Pipe, 6' to 8' (Misc Only), CLSM Backfill | 3331.5808 | Division 33 - Utilities | LF | 33 31 20
3331.5809 6" PVC Sewer Pipe, 8' to 10' (Misc Only), CLSM Backfill | 6" PVC Sewer Pipe, 8' to 10' (Misc Only), CLSM Backfill | 3331.5809 | Division 33 - Utilities | LF | 33 31 20
3331.5810 6" PVC Sewer Pipe, 10' to 12' (Misc Only), CLSM Backfill | 6" PVC Sewer Pipe, 10' to 12' (Misc Only), CLSM Backfill | 3331.5810 | Division 33 - Utilities | LF | 33 31 20
3331.5811 6" DIP Sewer Pipe, 0' to 6' (Misc Only), CLSM Backfill | 6" DIP Sewer Pipe, 0' to 6' (Misc Only), CLSM Backfill | 3331.5811 | Division 33 - Utilities | LF | 33 11 10
3331.5812 6" DIP Sewer Pipe, 6' to 8' (Misc Only), CLSM Backfill | 6" DIP Sewer Pipe, 6' to 8' (Misc Only), CLSM Backfill | 3331.5812 | Division 33 - Utilities | LF | 33 11 10
3331.5813 6" DIP Sewer Pipe, 8' to 10' (Misc Only), CLSM Backfill | 6" DIP Sewer Pipe, 8' to 10' (Misc Only), CLSM Backfill | 3331.5813 | Division 33 - Utilities | LF | 33 11 10
3331.5814 6" DIP Sewer Pipe, 10' to 12' (Misc Only), CLSM Backfill | 6" DIP Sewer Pipe, 10' to 12' (Misc Only), CLSM Backfill | 3331.5814 | Division 33 - Utilities | LF | 33 11 10
3331.5815 8" PVC Sewer Pipe, 0' to 6' (Misc Only), CLSM Backfill | 8" PVC Sewer Pipe, 0' to 6' (Misc Only), CLSM Backfill | 3331.5815 | Division 33 - Utilities | LF | 33 31 20
3331.5816 8" PVC Sewer Pipe, 6' to 8' (Misc Only), CLSM Backfill | 8" PVC Sewer Pipe, 6' to 8' (Misc Only), CLSM Backfill | 3331.5816 | Division 33 - Utilities | LF | 33 31 20
3331.5817 8" PVC Sewer Pipe, 8' to 10' (Misc Only), CLSM Backfill | 8" PVC Sewer Pipe, 8' to 10' (Misc Only), CLSM Backfill | 3331.5817 | Division 33 - Utilities | LF | 33 31 20
3331.5818 8" PVC Sewer Pipe, 10' to 12' (Misc Only), CLSM Backfill | 8" PVC Sewer Pipe, 10' to 12' (Misc Only), CLSM Backfill | 3331.5818 | Division 33 - Utilities | LF | 33 31 20
3331.5819 8" PVC Sewer Pipe, 12' to 14' (Misc Only), CLSM Backfill | 8" PVC Sewer Pipe, 12' to 14' (Misc Only), CLSM Backfill | 3331.5819 | Division 33 - Utilities | LF | 33 31 20
3331.5820 8" PVC Sewer Pipe, 14' to 16' (Misc Only), CLSM Backfill | 8" PVC Sewer Pipe, 14' to 16' (Misc Only), CLSM Backfill | 3331.5820 | Division 33 - Utilities | LF | 33 31 20
3331.5821 8" PVC Sewer Pipe, 16' to 18' (Misc Only), CLSM Backfill | 8" PVC Sewer Pipe, 16' to 18' (Misc Only), CLSM Backfill | 3331.5821 | Division 33 - Utilities | LF | 33 31 20
3331.5822 8" DIP Sewer Pipe, 0' to 6' (Misc Only), CLSM Backfill | 8" DIP Sewer Pipe, 0' to 6' (Misc Only), CLSM Backfill | 3331.5822 | Division 33 - Utilities | LF | 33 11 10
3331.5823 8" DIP Sewer Pipe, 6' to 8' (Misc Only), CLSM Backfill | 8" DIP Sewer Pipe, 6' to 8' (Misc Only), CLSM Backfill | 3331.5823 | Division 33 - Utilities | LF | 33 11 10
3331.5824 8" DIP Sewer Pipe, 8' to 10' (Misc Only), CLSM Backfill | 8" DIP Sewer Pipe, 8' to 10' (Misc Only), CLSM Backfill | 3331.5824 | Division 33 - Utilities | LF | 33 11 10
3331.5825 8" DIP Sewer Pipe, 10' to 12' (Misc Only), CLSM Backfill | 8" DIP Sewer Pipe, 10' to 12' (Misc Only), CLSM Backfill | 3331.5825 | Division 33 - Utilities | LF | 33 11 10
3331.5826 8" DIP Sewer Pipe, 12' to 14' (Misc Only), CLSM Backfill | 8" DIP Sewer Pipe, 12' to 14' (Misc Only), CLSM Backfill | 3331.5826 | Division 33 - Utilities | LF | 33 11 10
3331.5827 8" DIP Sewer Pipe, 14' to 16' (Misc Only), CLSM Backfill | 8" DIP Sewer Pipe, 14' to 16' (Misc Only), CLSM Backfill | 3331.5827 | Division 33 - Utilities | LF | 33 11 10
3331.5828 8" DIP Sewer Pipe, 16' to 18' (Misc Only), CLSM Backfill | 8" DIP Sewer Pipe, 16' to 18' (Misc Only), CLSM Backfill | 3331.5828 | Division 33 - Utilities | LF | 33 11 10
3331.5829 8" DIP Sewer Pipe, 18' to 20' (Misc Only), CLSM Backfill | 8" DIP Sewer Pipe, 18' to 20' (Misc Only), CLSM Backfill | 3331.5829 | Division 33 - Utilities | LF | 33 11 10
3331.5830 10" PVC Sewer Pipe, 0' to 6' (Misc Only), CLSM Backfill | 10" PVC Sewer Pipe, 0' to 6' (Misc Only), CLSM Backfill | 3331.5830 | Division 33 - Utilities | LF | 33 31 20
3331.5831 10" PVC Sewer Pipe, 6' to 8' (Misc Only), CLSM Backfill | 10" PVC Sewer Pipe, 6' to 8' (Misc Only), CLSM Backfill | 3331.5831 | Division 33 - Utilities | LF | 33 31 20
3331.5832 10" PVC Sewer Pipe, 8' to 10' (Misc Only), CLSM Backfill | 10" PVC Sewer Pipe, 8' to 10' (Misc Only), CLSM Backfill | 3331.5832 | Division 33 - Utilities | LF | 33 31 20
3331.5833 10" PVC Sewer Pipe, 10' to 12' (Misc Only), CLSM Backfill | 10" PVC Sewer Pipe, 10' to 12' (Misc Only), CLSM Backfill | 3331.5833 | Division 33 - Utilities | LF | 33 31 20
3331.5834 10" PVC Sewer Pipe, 12' to 14' (Misc Only), CLSM Backfill | 10" PVC Sewer Pipe, 12' to 14' (Misc Only), CLSM Backfill | 3331.5834 | Division 33 - Utilities | LF | 33 31 20
3331.5835 10" PVC Sewer Pipe, 14' to 16' (Misc Only), CLSM Backfill | 10" PVC Sewer Pipe, 14' to 16' (Misc Only), CLSM Backfill | 3331.5835 | Division 33 - Utilities | LF | 33 31 20
3331.5836 10" PVC Sewer Pipe, 16' to 18' (Misc Only), CLSM Backfill | 10" PVC Sewer Pipe, 16' to 18' (Misc Only), CLSM Backfill | 3331.5836 | Division 33 - Utilities | LF | 33 31 20
3331.5837 10" DIP Sewer, 0' to 6' (Misc Only), CLSM Backfill | 10" DIP Sewer, 0' to 6' (Misc Only), CLSM Backfill | 3331.5837 | Division 33 - Utilities | LF | 33 11 10
3331.5838 10" DIP Sewer, 6' to 8' (Misc Only), CLSM Backfill | 10" DIP Sewer, 6' to 8' (Misc Only), CLSM Backfill | 3331.5838 | Division 33 - Utilities | LF | 33 11 10
3331.5839 10" DIP Sewer, 8' to 10' (Misc Only), CLSM Backfill | 10" DIP Sewer, 8' to 10' (Misc Only), CLSM Backfill | 3331.5839 | Division 33 - Utilities | LF | 33 11 10
3331.5840 10" DIP Sewer, 10' to 12' (Misc Only), CLSM Backfill | 10" DIP Sewer, 10' to 12' (Misc Only), CLSM Backfill | 3331.5840 | Division 33 - Utilities | LF | 33 11 10
3331.5841 10" DIP Sewer, 12' to 14' (Misc Only), CLSM Backfill | 10" DIP Sewer, 12' to 14' (Misc Only), CLSM Backfill | 3331.5841 | Division 33 - Utilities | LF | 33 11 10
3331.5842 10" DIP Sewer, 14' to 16' (Misc Only), CLSM Backfill | 10" DIP Sewer, 14' to 16' (Misc Only), CLSM Backfill | 3331.5842 | Division 33 - Utilities | LF | 33 11 10
3331.5843 10" DIP Sewer, 16' to 18' (Misc Only), CLSM Backfill | 10" DIP Sewer, 16' to 18' (Misc Only), CLSM Backfill | 3331.5843 | Division 33 - Utilities | LF | 33 11 10
3331.5844 10" DIP Sewer, 18' to 20' (Misc Only), CLSM Backfill | 10" DIP Sewer, 18' to 20' (Misc Only), CLSM Backfill | 3331.5844 | Division 33 - Utilities | LF | 33 11 10
3331.5845 12" PVC Sewer Pipe, 0' to 6' (Misc Only), CLSM Backfill | 12" PVC Sewer Pipe, 0' to 6' (Misc Only), CLSM Backfill | 3331.5845 | Division 33 - Utilities | LF | 33 31 20
3331.5846 12" PVC Sewer Pipe, 6' to 8' (Misc Only), CLSM Backfill | 12" PVC Sewer Pipe, 6' to 8' (Misc Only), CLSM Backfill | 3331.5846 | Division 33 - Utilities | LF | 33 31 20
3331.5847 12" PVC Sewer Pipe, 8' to 10' (Misc Only), CLSM Backfill | 12" PVC Sewer Pipe, 8' to 10' (Misc Only), CLSM Backfill | 3331.5847 | Division 33 - Utilities | LF | 33 31 20
3331.5848 12" PVC Sewer Pipe, 10' to 12' (Misc Only), CLSM Backfill | 12" PVC Sewer Pipe, 10' to 12' (Misc Only), CLSM Backfill | 3331.5848 | Division 33 - Utilities | LF | 33 31 20
3331.5849 12" DIP Sewer, 0' to 6' (Misc Only), CLSM Backfill | 12" DIP Sewer, 0' to 6' (Misc Only), CLSM Backfill | 3331.5849 | Division 33 - Utilities | LF | 33 11 10
3331.5850 12" DIP Sewer, 6' to 8' (Misc Only), CLSM Backfill | 12" DIP Sewer, 6' to 8' (Misc Only), CLSM Backfill | 3331.5850 | Division 33 - Utilities | LF | 33 11 10
3331.5851 12" DIP Sewer, 8' to 10' (Misc Only), CLSM Backfill | 12" DIP Sewer, 8' to 10' (Misc Only), CLSM Backfill | 3331.5851 | Division 33 - Utilities | LF | 33 11 10
3331.5852 12" DIP Sewer, 10' to 12' (Misc Only), CLSM Backfill | 12" DIP Sewer, 10' to 12' (Misc Only), CLSM Backfill | 3331.5852 | Division 33 - Utilities | LF | 33 11 10
3331.5853 15" PVC Sewer Pipe, 0' to 6' (Misc Only), CLSM Backfill | 15" PVC Sewer Pipe, 0' to 6' (Misc Only), CLSM Backfill | 3331.5853 | Division 33 - Utilities | LF | 33 31 20
3331.5854 15" PVC Sewer Pipe, 6' to 8' (Misc Only), CLSM Backfill | 15" PVC Sewer Pipe, 6' to 8' (Misc Only), CLSM Backfill | 3331.5854 | Division 33 - Utilities | LF | 33 31 20
3331.5855 15" PVC Sewer Pipe, 8' to 10' (Misc Only), CLSM Backfill | 15" PVC Sewer Pipe, 8' to 10' (Misc Only), CLSM Backfill | 3331.5855 | Division 33 - Utilities | LF | 33 31 20
3331.5856 15" PVC Sewer Pipe, 10' to 12' (Misc Only), CLSM Backfill | 15" PVC Sewer Pipe, 10' to 12' (Misc Only), CLSM Backfill | 3331.5856 | Division 33 - Utilities | LF | 33 31 20
3331.5857 16" DIP Sewer, 0' to 6' (Misc Only), CLSM Backfill | 16" DIP Sewer, 0' to 6' (Misc Only), CLSM Backfill | 3331.5857 | Division 33 - Utilities | LF | 33 11 10
3331.5858 16" DIP Sewer, 6' to 8' (Misc Only), CLSM Backfill | 16" DIP Sewer, 6' to 8' (Misc Only), CLSM Backfill | 3331.5858 | Division 33 - Utilities | LF | 33 11 10
3331.5859 16" DIP Sewer, 8' to 10' (Misc Only), CLSM Backfill | 16" DIP Sewer, 8' to 10' (Misc Only), CLSM Backfill | 3331.5859 | Division 33 - Utilities | LF | 33 11 10
3331.5860 16" DIP Sewer, 10' to 12' (Misc Only), CLSM Backfill | 16" DIP Sewer, 10' to 12' (Misc Only), CLSM Backfill | 3331.5860 | Division 33 - Utilities | LF | 33 11 10
3331.6102 3" Sewer Air Release Valve & Vault | 3" Sewer Air Release Valve & Vault | 3331.6102 | Division 33 - Utilities | EA | 33 31 70
3331.6103 4" Sewer Air Release Valve & Vault | 4" Sewer Air Release Valve & Vault | 3331.6103 | Division 33 - Utilities | EA | 33 31 70
3331.6104 6" Sewer Air Release Valve & Vault | 6" Sewer Air Release Valve & Vault | 3331.6104 | Division 33 - Utilities | EA | 33 31 70
3331.6105 8" Sewer Air Relase Valve & Vault | 8" Sewer Air Relase Valve & Vault | 3331.6105 | Division 33 - Utilities | EA | 33 31 70
3339.0001 Epoxy Manhole Liner | Epoxy Manhole Liner | 3339.0001 | Division 33 - Utilities | VF | 33 39 60
3339.0002 Epoxy Structure Liner | Epoxy Structure Liner | 3339.0002 | Division 33 - Utilities | SF | 33 39 60
3339.0003 Liner - 4' Sewer MH | Liner - 4' Sewer MH | 3339.0003 | Division 33 - Utilities | VF | 33 39 60
3339.0004 Liner - 5' Sewer MH | Liner - 5' Sewer MH | 3339.0004 | Division 33 - Utilities | VF | 33 39 60
3339.0005 Liner - 6' Sewer MH | Liner - 6' Sewer MH | 3339.0005 | Division 33 - Utilities | VF | 33 39 60
3339.0006 Liner -Sewer Structure | Liner -Sewer Structure | 3339.0006 | Division 33 - Utilities | SF | 33 39 60
3339.0007 Wastewater Access Chamber | Wastewater Access Chamber | 3339.0007 | Division 33 - Utilities | EA | 33 39 40
3339.1001 4' Manhole | 4' Manhole | 3339.1001 | Division 33 - Utilities | EA | 33 39 10, 33 39 20
3339.1002 4' Drop Manhole | 4' Drop Manhole | 3339.1002 | Division 33 - Utilities | EA | 33 39 10, 33 39 20
3339.1003 4' Extra Depth Manhole | 4' Extra Depth Manhole | 3339.1003 | Division 33 - Utilities | VF | 33 39 10, 33 39 20
3339.1004 4' Shallow Manhole | 4' Shallow Manhole | 3339.1004 | Division 33 - Utilities | EA | 33 39 10, 33 39 20
3339.1005 4' Type A Manhole | 4' Type A Manhole | 3339.1005 | Division 33 - Utilities | EA | 33 39 10, 33 39 20
3339.1006 4' Fiberglass Manhole | 4' Fiberglass Manhole | 3339.1006 | Division 33 - Utilities | EA | 33 39 30
3339.1007 4' Fiberglass Drop Manhole | 4' Fiberglass Drop Manhole | 3339.1007 | Division 33 - Utilities | EA | 33 39 30
3339.1008 4' Fiberglass Extra Depth Manhole | 4' Fiberglass Extra Depth Manhole | 3339.1008 | Division 33 - Utilities | VF | 33 39 30
3339.1009 4' Fiberglass Shallow Manhole | 4' Fiberglass Shallow Manhole | 3339.1009 | Division 33 - Utilities | EA | 33 39 30
3339.1010 4' Fiberglass Type A Manhole | 4' Fiberglass Type A Manhole | 3339.1010 | Division 33 - Utilities | EA | 33 39 30
3339.1011 4' Tee Base Manhole | 4' Tee Base Manhole | 3339.1011 | Division 33 - Utilities | EA | 33 39 25
3339.1012 4' Tee Base Drop Manhole | 4' Tee Base Drop Manhole | 3339.1012 | Division 33 - Utilities | EA | 33 39 25
3339.1013 4' Tee Base Extra Depth Manhole | 4' Tee Base Extra Depth Manhole | 3339.1013 | Division 33 - Utilities | VF | 33 39 25
3339.1014 4' Tee Base Shallow Manhole | 4' Tee Base Shallow Manhole | 3339.1014 | Division 33 - Utilities | EA | 33 39 25
3339.1101 5' Manhole | 5' Manhole | 3339.1101 | Division 33 - Utilities | EA | 33 39 10, 33 39 20
3339.1102 5' Drop Manhole | 5' Drop Manhole | 3339.1102 | Division 33 - Utilities | EA | 33 39 10, 33 39 20
3339.1103 5' Extra Depth Manhole | 5' Extra Depth Manhole | 3339.1103 | Division 33 - Utilities | VF | 33 39 10, 33 39 20
3339.1104 5' Shallow Manhole | 5' Shallow Manhole | 3339.1104 | Division 33 - Utilities | EA | 33 39 10, 33 39 20
3339.1105 5' Type A Manhole | 5' Type A Manhole | 3339.1105 | Division 33 - Utilities | EA | 33 39 10, 33 39 20
3339.1106 5' Fiberglass Manhole | 5' Fiberglass Manhole | 3339.1106 | Division 33 - Utilities | EA | 33 39 30
3339.1107 5' Fiberglass Drop Manhole | 5' Fiberglass Drop Manhole | 3339.1107 | Division 33 - Utilities | EA | 33 39 30
3339.1108 5' Fiberglass Extra Depth Manhole | 5' Fiberglass Extra Depth Manhole | 3339.1108 | Division 33 - Utilities | VF | 33 39 30
3339.1109 5' Fiberglass Shallow Manhole | 5' Fiberglass Shallow Manhole | 3339.1109 | Division 33 - Utilities | EA | 33 39 30
3339.1110 5' Fiberglass Type A Manhole | 5' Fiberglass Type A Manhole | 3339.1110 | Division 33 - Utilities | EA | 33 39 30
3339.1111 5' Tee Base Manhole | 5' Tee Base Manhole | 3339.1111 | Division 33 - Utilities | EA | 33 39 25
3339.1112 5' Tee Base Drop Manhole | 5' Tee Base Drop Manhole | 3339.1112 | Division 33 - Utilities | EA | 33 39 25
3339.1113 5' Tee Base Extra Depth Manhole | 5' Tee Base Extra Depth Manhole | 3339.1113 | Division 33 - Utilities | VF | 33 39 25
3339.1114 5' Tee Base Shallow Manhole | 5' Tee Base Shallow Manhole | 3339.1114 | Division 33 - Utilities | EA | 33 39 25
3339.1201 6' Manhole | 6' Manhole | 3339.1201 | Division 33 - Utilities | EA | 33 39 10, 33 39 20
3339.1202 6' Drop Manhole | 6' Drop Manhole | 3339.1202 | Division 33 - Utilities | EA | 33 39 10, 33 39 20
3339.1203 6' Extra Depth Manhole | 6' Extra Depth Manhole | 3339.1203 | Division 33 - Utilities | VF | 33 39 10, 33 39 20
3339.1204 6' Shallow Manhole | 6' Shallow Manhole | 3339.1204 | Division 33 - Utilities | EA | 33 39 10, 33 39 20
3339.1205 6' Type A Manhole | 6' Type A Manhole | 3339.1205 | Division 33 - Utilities | EA | 33 39 10, 33 39 20
3339.1206 6' Fiberglass Manhole | 6' Fiberglass Manhole | 3339.1206 | Division 33 - Utilities | EA | 33 39 30
3339.1207 6' Fiberglass Drop Manhole | 6' Fiberglass Drop Manhole | 3339.1207 | Division 33 - Utilities | EA | 33 39 30
3339.1208 6' Fiberglass Extra Depth Manhole | 6' Fiberglass Extra Depth Manhole | 3339.1208 | Division 33 - Utilities | VF | 33 39 30
3339.1209 6' Fiberglass Shallow Manhole | 6' Fiberglass Shallow Manhole | 3339.1209 | Division 33 - Utilities | EA | 33 39 30
3339.1210 6' Fiberglass Type A Manhole | 6' Fiberglass Type A Manhole | 3339.1210 | Division 33 - Utilities | EA | 33 39 30
3339.1211 6' Tee Base Manhole | 6' Tee Base Manhole | 3339.1211 | Division 33 - Utilities | EA | 33 39 25
3339.1212 6' Tee Base Drop Manhole | 6' Tee Base Drop Manhole | 3339.1212 | Division 33 - Utilities | EA | 33 39 25
3339.1213 6' Tee Base Extra Depth Manhole | 6' Tee Base Extra Depth Manhole | 3339.1213 | Division 33 - Utilities | VF | 33 39 25
3339.1214 6' Tee Base Shallow Manhole | 6' Tee Base Shallow Manhole | 3339.1214 | Division 33 - Utilities | EA | 33 39 25
3339.2001 Sanitary Sewer Junction Structure | Sanitary Sewer Junction Structure | 3339.2001 | Division 33 - Utilities | LS | 33 39 10, 33 39 20
3341.0101 15" HDPE Pipe | 15" HDPE Pipe | 3341.0101 | Division 33 - Utilities | LF | 33 41 11
3341.0102 18" HDPE Pipe | 18" HDPE Pipe | 3341.0102 | Division 33 - Utilities | LF | 33 41 11
3341.0103 18" RCP, Class III | 18" RCP, Class III | 3341.0103 | Division 33 - Utilities | LF | 33 41 10
3341.0201 21" RCP, Class III | 21" RCP, Class III | 3341.0201 | Division 33 - Utilities | LF | 33 41 10
3341.0202 21" RCP, Class IV | 21" RCP, Class IV | 3341.0202 | Division 33 - Utilities | LF | 34 41 10
3341.0203 21" RCP, Class V | 21" RCP, Class V | 3341.0203 | Division 33 - Utilities | LF | 35 41 10
3341.0204 24" HDPE Pipe | 24" HDPE Pipe | 3341.0204 | Division 33 - Utilities | LF | 33 41 11
3341.0205 24" RCP, Class III | 24" RCP, Class III | 3341.0205 | Division 33 - Utilities | LF | 33 41 10
3341.0206 24" RCP, Class IV | 24" RCP, Class IV | 3341.0206 | Division 33 - Utilities | LF | 33 41 10
3341.0207 24" RCP, Class V | 24" RCP, Class V | 3341.0207 | Division 33 - Utilities | LF | 33 41 10
3341.0208 27" RCP, Class III | 27" RCP, Class III | 3341.0208 | Division 33 - Utilities | LF | 33 41 10
3341.0209 27" RCP, Class IV | 27" RCP, Class IV | 3341.0209 | Division 33 - Utilities | LF | 33 41 10
3341.0210 27" RCP, Class V | 27" RCP, Class V | 3341.0210 | Division 33 - Utilities | LF | 33 41 10
3341.0301 30" HDPE Pipe | 30" HDPE Pipe | 3341.0301 | Division 33 - Utilities | LF | 33 41 11
3341.0302 30" RCP, Class III | 30" RCP, Class III | 3341.0302 | Division 33 - Utilities | LF | 33 41 10
3341.0303 30" RCP, Class IV | 30" RCP, Class IV | 3341.0303 | Division 33 - Utilities | LF | 33 41 10
3341.0304 30" RCP, Class V | 30" RCP, Class V | 3341.0304 | Division 33 - Utilities | LF | 33 41 10
3341.0305 33" RCP, Class III | 33" RCP, Class III | 3341.0305 | Division 33 - Utilities | LF | 33 41 10
3341.0306 33" RCP, Class IV | 33" RCP, Class IV | 3341.0306 | Division 33 - Utilities | LF | 33 41 10
3341.0307 33" RCP, Class V | 33" RCP, Class V | 3341.0307 | Division 33 - Utilities | LF | 33 41 10
3341.0308 36" HDPE Pipe | 36" HDPE Pipe | 3341.0308 | Division 33 - Utilities | LF | 33 41 11
3341.0309 36" RCP, Class III | 36" RCP, Class III | 3341.0309 | Division 33 - Utilities | LF | 33 41 10
3341.0310 36" RCP, Class IV | 36" RCP, Class IV | 3341.0310 | Division 33 - Utilities | LF | 33 41 10
3341.0311 36" RCP, Class V | 36" RCP, Class V | 3341.0311 | Division 33 - Utilities | LF | 33 41 10
3341.0312 39" RCP, Class III | 39" RCP, Class III | 3341.0312 | Division 33 - Utilities | LF | 33 41 10
3341.0313 39" RCP, Class IV | 39" RCP, Class IV | 3341.0313 | Division 33 - Utilities | LF | 33 41 10
3341.0314 39" RCP, Class V | 39" RCP, Class V | 3341.0314 | Division 33 - Utilities | LF | 33 41 10
3341.0402 42" RCP, Class III | 42" RCP, Class III | 3341.0402 | Division 33 - Utilities | LF | 33 41 10
3341.0403 42" RCP, Class IV | 42" RCP, Class IV | 3341.0403 | Division 33 - Utilities | LF | 33 41 10
3341.0404 42" RCP, Class V | 42" RCP, Class V | 3341.0404 | Division 33 - Utilities | LF | 33 41 10
3341.0405 45" RCP, Class III | 45" RCP, Class III | 3341.0405 | Division 33 - Utilities | LF | 33 41 10
3341.0406 45" RCP, Class IV | 45" RCP, Class IV | 3341.0406 | Division 33 - Utilities | LF | 33 41 10
3341.0407 45" RCP, Class V | 45" RCP, Class V | 3341.0407 | Division 33 - Utilities | LF | 33 41 10
3341.0409 48" RCP, Class III | 48" RCP, Class III | 3341.0409 | Division 33 - Utilities | LF | 33 41 10
3341.0410 48" RCP, Class IV | 48" RCP, Class IV | 3341.0410 | Division 33 - Utilities | LF | 33 41 10
3341.0411 48" RCP, Class V | 48" RCP, Class V | 3341.0411 | Division 33 - Utilities | LF | 33 41 10
3341.0502 54" RCP, Class III | 54" RCP, Class III | 3341.0502 | Division 33 - Utilities | LF | 33 41 10
3341.0503 54" RCP, Class IV | 54" RCP, Class IV | 3341.0503 | Division 33 - Utilities | LF | 33 41 10
3341.0504 54" RCP, Class V | 54" RCP, Class V | 3341.0504 | Division 33 - Utilities | LF | 33 41 10
3341.0602 60" RCP, Class III | 60" RCP, Class III | 3341.0602 | Division 33 - Utilities | LF | 33 41 10
3341.0603 60" RCP, Class IV | 60" RCP, Class IV | 3341.0603 | Division 33 - Utilities | LF | 33 41 10
3341.0604 60" RCP, Class V | 60" RCP, Class V | 3341.0604 | Division 33 - Utilities | LF | 33 41 10
3341.0605 66" RCP, Class III | 66" RCP, Class III | 3341.0605 | Division 33 - Utilities | LF | 33 41 10
3341.0606 66" RCP, Class IV | 66" RCP, Class IV | 3341.0606 | Division 33 - Utilities | LF | 33 41 10
3341.0607 66" RCP, Class V | 66" RCP, Class V | 3341.0607 | Division 33 - Utilities | LF | 33 41 10
3341.0701 72" RCP, Class III | 72" RCP, Class III | 3341.0701 | Division 33 - Utilities | LF | 33 41 10
3341.0702 72" RCP, Class IV | 72" RCP, Class IV | 3341.0702 | Division 33 - Utilities | LF | 33 41 10
3341.0703 72" RCP, Class V | 72" RCP, Class V | 3341.0703 | Division 33 - Utilities | LF | 33 41 10
3341.0704 78" RCP, Class III | 78" RCP, Class III | 3341.0704 | Division 33 - Utilities | LF | 33 41 10
3341.0705 78" RCP, Class IV | 78" RCP, Class IV | 3341.0705 | Division 33 - Utilities | LF | 33 41 10
3341.0706 78" RCP, Class V | 78" RCP, Class V | 3341.0706 | Division 33 - Utilities | LF | 33 41 10
3341.0801 84" RCP, Class III | 84" RCP, Class III | 3341.0801 | Division 33 - Utilities | LF | 33 41 10
3341.0802 84" RCP, Class IV | 84" RCP, Class IV | 3341.0802 | Division 33 - Utilities | LF | 33 41 10
3341.0803 84" RCP, Class V | 84" RCP, Class V | 3341.0803 | Division 33 - Utilities | LF | 33 41 10
3341.0901 15" HDPE Lateral Line | 15" HDPE Lateral Line | 3341.0901 | Division 33 - Utilities | LF | 33 41 11
3341.0902 18" HDPE Lateral Line | 18" HDPE Lateral Line | 3341.0902 | Division 33 - Utilities | LF | 33 41 11
3341.0903 21" HDPE Lateral Line | 21" HDPE Lateral Line | 3341.0903 | Division 33 - Utilities | LF | 33 41 11
3341.0904 24" HDPE Lateral Line | 24" HDPE Lateral Line | 3341.0904 | Division 33 - Utilities | LF | 33 41 11
3341.0905 27" HDPE Lateral Line | 27" HDPE Lateral Line | 3341.0905 | Division 33 - Utilities | LF | 33 41 11
3341.0906 30" HDPE Lateral Line | 30" HDPE Lateral Line | 3341.0906 | Division 33 - Utilities | LF | 33 41 11
3341.0907 36" HDPE Lateral Line | 36" HDPE Lateral Line | 3341.0907 | Division 33 - Utilities | LF | 33 41 11
3341.0908 15" HDPE Structural Lead | 15" HDPE Structural Lead | 3341.0908 | Division 33 - Utilities | LF | 33 41 11
3341.0909 18" HDPE Structural Lead | 18" HDPE Structural Lead | 3341.0909 | Division 33 - Utilities | LF | 33 41 11
3341.0910 21" HDPE Structural Lead | 21" HDPE Structural Lead | 3341.0910 | Division 33 - Utilities | LF | 33 41 11
3341.0911 24" HDPE Structural Lead | 24" HDPE Structural Lead | 3341.0911 | Division 33 - Utilities | LF | 33 41 11
3341.0912 27" HDPE Structural Lead | 27" HDPE Structural Lead | 3341.0912 | Division 33 - Utilities | LF | 33 41 11
3341.0913 30" HDPE Structural Lead | 30" HDPE Structural Lead | 3341.0913 | Division 33 - Utilities | LF | 33 41 11
3341.0914 36" HDPE Structural Lead | 36" HDPE Structural Lead | 3341.0914 | Division 33 - Utilities | LF | 33 41 11
3341.1001 3x2 Box Culvert | 3x2 Box Culvert | 3341.1001 | Division 33 - Utilities | LF | 33 41 10
3341.1002 3x3 Box Culvert | 3x3 Box Culvert | 3341.1002 | Division 33 - Utilities | LF | 33 41 10
3341.1101 4x2 Box Culvert | 4x2 Box Culvert | 3341.1101 | Division 33 - Utilities | LF | 33 41 10
3341.1102 4x3 Box Culvert | 4x3 Box Culvert | 3341.1102 | Division 33 - Utilities | LF | 33 41 10
3341.1103 4x4 Box Culvert | 4x4 Box Culvert | 3341.1103 | Division 33 - Utilities | LF | 33 41 10
3341.1201 5x3 Box Culvert | 5x3 Box Culvert | 3341.1201 | Division 33 - Utilities | LF | 33 41 10
3341.1202 5x4 Box Culvert | 5x4 Box Culvert | 3341.1202 | Division 33 - Utilities | LF | 33 41 10
3341.1203 5x5 Box Culvert | 5x5 Box Culvert | 3341.1203 | Division 33 - Utilities | LF | 33 41 10
3341.1301 6x2 Box Culvert | 6x2 Box Culvert | 3341.1301 | Division 33 - Utilities | LF | 33 41 10
3341.1302 6x3 Box Culvert | 6x3 Box Culvert | 3341.1302 | Division 33 - Utilities | LF | 33 41 10
3341.1303 6x4 Box Culvert | 6x4 Box Culvert | 3341.1303 | Division 33 - Utilities | LF | 33 41 10
3341.1304 6x5 Box Culvert | 6x5 Box Culvert | 3341.1304 | Division 33 - Utilities | LF | 33 41 10
3341.1305 6x6 Box Culvert | 6x6 Box Culvert | 3341.1305 | Division 33 - Utilities | LF | 33 41 10
3341.1401 7x3 Box Culvert | 7x3 Box Culvert | 3341.1401 | Division 33 - Utilities | LF | 33 41 10
3341.1402 7x4 Box Culvert | 7x4 Box Culvert | 3341.1402 | Division 33 - Utilities | LF | 33 41 10
3341.1403 7x5 Box Culvert | 7x5 Box Culvert | 3341.1403 | Division 33 - Utilities | LF | 33 41 10
3341.1404 7x6 Box Culvert | 7x6 Box Culvert | 3341.1404 | Division 33 - Utilities | LF | 33 41 10
3341.1405 7x7 Box Culvert | 7x7 Box Culvert | 3341.1405 | Division 33 - Utilities | LF | 33 41 10
3341.1501 8x4 Box Culvert | 8x4 Box Culvert | 3341.1501 | Division 33 - Utilities | LF | 33 41 10
3341.1502 8x5 Box Culvert | 8x5 Box Culvert | 3341.1502 | Division 33 - Utilities | LF | 33 41 10
3341.1503 8x6 Box Culvert | 8x6 Box Culvert | 3341.1503 | Division 33 - Utilities | LF | 33 41 10
3341.1504 8x7 Box Culvert | 8x7 Box Culvert | 3341.1504 | Division 33 - Utilities | LF | 33 41 10
3341.1505 8x8 Box Culvert | 8x8 Box Culvert | 3341.1505 | Division 33 - Utilities | LF | 33 41 10
3341.1601 9x4 Box Culvert | 9x4 Box Culvert | 3341.1601 | Division 33 - Utilities | LF | 33 41 10
3341.1602 9x5 Box Culvert | 9x5 Box Culvert | 3341.1602 | Division 33 - Utilities | LF | 33 41 10
3341.1603 9x6 Box Culvert | 9x6 Box Culvert | 3341.1603 | Division 33 - Utilities | LF | 33 41 10
3341.1604 9x7 Box Culvert | 9x7 Box Culvert | 3341.1604 | Division 33 - Utilities | LF | 33 41 10
3341.1605 9x8 Box Culvert | 9x8 Box Culvert | 3341.1605 | Division 33 - Utilities | LF | 33 41 10
3341.1606 9x9 Box Culvert | 9x9 Box Culvert | 3341.1606 | Division 33 - Utilities | LF | 33 41 10
3341.2001 10x4 Box Culvert | 10x4 Box Culvert | 3341.2001 | Division 33 - Utilities | LF | 33 41 10
3341.2002 10x5 Box Culvert | 10x5 Box Culvert | 3341.2002 | Division 33 - Utilities | LF | 33 41 10
3341.2003 10x6 Box Culvert | 10x6 Box Culvert | 3341.2003 | Division 33 - Utilities | LF | 33 41 10
3341.2004 10x7 Box Culvert | 10x7 Box Culvert | 3341.2004 | Division 33 - Utilities | LF | 33 41 10
3341.2005 10x8 Box Culvert | 10x8 Box Culvert | 3341.2005 | Division 33 - Utilities | LF | 33 41 10
3341.2006 10x9 Box Culvert | 10x9 Box Culvert | 3341.2006 | Division 33 - Utilities | LF | 33 41 10
3341.2007 10x10 Box Culvert | 10x10 Box Culvert | 3341.2007 | Division 33 - Utilities | LF | 33 41 10
3341.2101 11x4 Box Culvert | 11x4 Box Culvert | 3341.2101 | Division 33 - Utilities | LF | 33 41 10
3341.2102 11x5 Box Culvert | 11x5 Box Culvert | 3341.2102 | Division 33 - Utilities | LF | 33 41 10
3341.2103 11x6 Box Culvert | 11x6 Box Culvert | 3341.2103 | Division 33 - Utilities | LF | 33 41 10
3341.2104 11x7 Box Culvert | 11x7 Box Culvert | 3341.2104 | Division 33 - Utilities | LF | 33 41 10
3341.2105 11x8 Box Culvert | 11x8 Box Culvert | 3341.2105 | Division 33 - Utilities | LF | 33 41 10
3341.2106 11x9 Box Culvert | 11x9 Box Culvert | 3341.2106 | Division 33 - Utilities | LF | 33 41 10
3341.2107 11x10 Box Culvert | 11x10 Box Culvert | 3341.2107 | Division 33 - Utilities | LF | 33 41 10
3341.2108 11x11 Box Culvert | 11x11 Box Culvert | 3341.2108 | Division 33 - Utilities | LF | 33 41 10
3341.2201 12x4 Box Culvert | 12x4 Box Culvert | 3341.2201 | Division 33 - Utilities | LF | 33 41 10
3341.2202 12x5 Box Culvert | 12x5 Box Culvert | 3341.2202 | Division 33 - Utilities | LF | 33 41 10
3341.2203 12x6 Box Culvert | 12x6 Box Culvert | 3341.2203 | Division 33 - Utilities | LF | 33 41 10
3341.2204 12x7 Box Culvert | 12x7 Box Culvert | 3341.2204 | Division 33 - Utilities | LF | 33 41 10
3341.2205 12x8 Box Culvert | 12x8 Box Culvert | 3341.2205 | Division 33 - Utilities | LF | 33 41 10
3341.2206 12x9 Box Culvert | 12x9 Box Culvert | 3341.2206 | Division 33 - Utilities | LF | 33 41 10
3341.2207 12x10 Box Culvert | 12x10 Box Culvert | 3341.2207 | Division 33 - Utilities | LF | 33 41 10
3341.2208 12x11 Box Culvert | 12x11 Box Culvert | 3341.2208 | Division 33 - Utilities | LF | 33 41 10
3341.2209 12x12 Box Culvert | 12x12 Box Culvert | 3341.2209 | Division 33 - Utilities | LF | 33 41 10
3341.2301 13x4 Box Culvert | 13x4 Box Culvert | 3341.2301 | Division 33 - Utilities | LF | 33 41 10
3341.2302 13x5 Box Culvert | 13x5 Box Culvert | 3341.2302 | Division 33 - Utilities | LF | 33 41 10
3341.2303 13x6 Box Culvert | 13x6 Box Culvert | 3341.2303 | Division 33 - Utilities | LF | 33 41 10
3341.2304 13x7 Box Culvert | 13x7 Box Culvert | 3341.2304 | Division 33 - Utilities | LF | 33 41 10
3341.2305 13x8 Box Culvert | 13x8 Box Culvert | 3341.2305 | Division 33 - Utilities | LF | 33 41 10
3341.2401 14x4 Box Culvert | 14x4 Box Culvert | 3341.2401 | Division 33 - Utilities | LF | 33 41 10
3341.2402 14x5 Box Culvert | 14x5 Box Culvert | 3341.2402 | Division 33 - Utilities | LF | 33 41 10
3341.2403 14x6 Box Culvert | 14x6 Box Culvert | 3341.2403 | Division 33 - Utilities | LF | 33 41 10
3341.2404 14x7 Box Culvert | 14x7 Box Culvert | 3341.2404 | Division 33 - Utilities | LF | 33 41 10
3341.2405 14x8 Box Culvert | 14x8 Box Culvert | 3341.2405 | Division 33 - Utilities | LF | 33 41 10
3341.2501 15x4 Box Culvert | 15x4 Box Culvert | 3341.2501 | Division 33 - Utilities | LF | 33 41 10
3341.2502 15x5 Box Culvert | 15x5 Box Culvert | 3341.2502 | Division 33 - Utilities | LF | 33 41 10
3341.2503 15x6 Box Culvert | 15x6 Box Culvert | 3341.2503 | Division 33 - Utilities | LF | 33 41 10
3341.2504 15x7 Box Culvert | 15x7 Box Culvert | 3341.2504 | Division 33 - Utilities | LF | 33 41 10
3341.2505 15x8 Box Culvert | 15x8 Box Culvert | 3341.2505 | Division 33 - Utilities | LF | 33 41 10
3341.2601 16x4 Box Culvert | 16x4 Box Culvert | 3341.2601 | Division 33 - Utilities | LF | 33 41 10
3341.2602 16x5 Box Culvert | 16x5 Box Culvert | 3341.2602 | Division 33 - Utilities | LF | 33 41 10
3341.2603 16x6 Box Culvert | 16x6 Box Culvert | 3341.2603 | Division 33 - Utilities | LF | 33 41 10
3341.2604 16x7 Box Culvert | 16x7 Box Culvert | 3341.2604 | Division 33 - Utilities | LF | 33 41 10
3341.2605 16x8 Box Culvert | 16x8 Box Culvert | 3341.2605 | Division 33 - Utilities | LF | 33 41 10
3341.2701 17x4 Box Culvert | 17x4 Box Culvert | 3341.2701 | Division 33 - Utilities | LF | 33 41 10
3341.2702 17x5 Box Culvert | 17x5 Box Culvert | 3341.2702 | Division 33 - Utilities | LF | 33 41 10
3341.2703 17x6 Box Culvert | 17x6 Box Culvert | 3341.2703 | Division 33 - Utilities | LF | 33 41 10
3341.2704 17x7 Box Culvert | 17x7 Box Culvert | 3341.2704 | Division 33 - Utilities | LF | 33 41 10
3341.2705 17x8 Box Culvert | 17x8 Box Culvert | 3341.2705 | Division 33 - Utilities | LF | 33 41 10
3341.2801 18x4 Box Culvert | 18x4 Box Culvert | 3341.2801 | Division 33 - Utilities | LF | 33 41 10
3341.2802 18x5 Box Culvert | 18x5 Box Culvert | 3341.2802 | Division 33 - Utilities | LF | 33 41 10
3341.2803 18x6 Box Culvert | 18x6 Box Culvert | 3341.2803 | Division 33 - Utilities | LF | 33 41 10
3341.2804 18x7 Box Culvert | 18x7 Box Culvert | 3341.2804 | Division 33 - Utilities | LF | 33 41 10
3341.2805 18x8 Box Culvert | 18x8 Box Culvert | 3341.2805 | Division 33 - Utilities | LF | 33 41 10
3341.2901 19x4 Box Culvert | 19x4 Box Culvert | 3341.2901 | Division 33 - Utilities | LF | 33 41 10
3341.2902 19x5 Box Culvert | 19x5 Box Culvert | 3341.2902 | Division 33 - Utilities | LF | 33 41 10
3341.2903 19x6 Box Culvert | 19x6 Box Culvert | 3341.2903 | Division 33 - Utilities | LF | 33 41 10
3341.2904 19x7 Box Culvert | 19x7 Box Culvert | 3341.2904 | Division 33 - Utilities | LF | 33 41 10
3341.2905 19x8 Box Culvert | 19x8 Box Culvert | 3341.2905 | Division 33 - Utilities | LF | 33 41 10
3341.3001 20x4 Box Culvert | 20x4 Box Culvert | 3341.3001 | Division 33 - Utilities | LF | 33 41 10
3341.3002 20x5 Box Culvert | 20x5 Box Culvert | 3341.3002 | Division 33 - Utilities | LF | 33 41 10
3341.3003 20x6 Box Culvert | 20x6 Box Culvert | 3341.3003 | Division 33 - Utilities | LF | 33 41 10
3341.3004 20x7 Box Culvert | 20x7 Box Culvert | 3341.3004 | Division 33 - Utilities | LF | 33 41 10
3341.3005 20x8 Box Culvert | 20x8 Box Culvert | 3341.3005 | Division 33 - Utilities | LF | 33 41 10
3341.3101 21x4 Box Culvert | 21x4 Box Culvert | 3341.3101 | Division 33 - Utilities | LF | 33 41 10
3341.3102 21x5 Box Culvert | 21x5 Box Culvert | 3341.3102 | Division 33 - Utilities | LF | 33 41 10
3341.3103 21x6 Box Culvert | 21x6 Box Culvert | 3341.3103 | Division 33 - Utilities | LF | 33 41 10
3341.3104 21x7 Box Culvert | 21x7 Box Culvert | 3341.3104 | Division 33 - Utilities | LF | 33 41 10
3341.3105 21x8 Box Culvert | 21x8 Box Culvert | 3341.3105 | Division 33 - Utilities | LF | 33 41 10
3341.3201 22x4 Box Culvert | 22x4 Box Culvert | 3341.3201 | Division 33 - Utilities | LF | 33 41 10
3341.3202 22x5 Box Culvert | 22x5 Box Culvert | 3341.3202 | Division 33 - Utilities | LF | 33 41 10
3341.3203 22x6 Box Culvert | 22x6 Box Culvert | 3341.3203 | Division 33 - Utilities | LF | 33 41 10
3341.3204 22x7 Box Culvert | 22x7 Box Culvert | 3341.3204 | Division 33 - Utilities | LF | 33 41 10
3341.3205 22x8 Box Culvert | 22x8 Box Culvert | 3341.3205 | Division 33 - Utilities | LF | 33 41 10
3341.3301 23x4 Box Culvert | 23x4 Box Culvert | 3341.3301 | Division 33 - Utilities | LF | 33 41 10
3341.3302 23x5 Box Culvert | 23x5 Box Culvert | 3341.3302 | Division 33 - Utilities | LF | 33 41 10
3341.3303 23x6 Box Culvert | 23x6 Box Culvert | 3341.3303 | Division 33 - Utilities | LF | 33 41 10
3341.3304 23x7 Box Culvert | 23x7 Box Culvert | 3341.3304 | Division 33 - Utilities | LF | 33 41 10
3341.3305 23x8 Box Culvert | 23x8 Box Culvert | 3341.3305 | Division 33 - Utilities | LF | 33 41 10
3341.3401 24x4 Box Culvert | 24x4 Box Culvert | 3341.3401 | Division 33 - Utilities | LF | 33 41 10
3341.3402 24x5 Box Culvert | 24x5 Box Culvert | 3341.3402 | Division 33 - Utilities | LF | 33 41 10
3341.3403 24x6 Box Culvert | 24x6 Box Culvert | 3341.3403 | Division 33 - Utilities | LF | 33 41 10
3341.3404 24x7 Box Culvert | 24x7 Box Culvert | 3341.3404 | Division 33 - Utilities | LF | 33 41 10
3341.3405 24x8 Box Culvert | 24x8 Box Culvert | 3341.3405 | Division 33 - Utilities | LF | 33 41 10
3341.3501 24" PP Pipe | 24" PP Pipe | 3341.3501 | Division 33 - Utilities | LF | 33 41 13
3341.3501 30" PP Pipe | 30" PP Pipe | 3341.3501 | Division 33 - Utilities | LF | 33 41 13
3341.3501 36" PP Pipe | 36" PP Pipe | 3341.3501 | Division 33 - Utilities | LF | 33 41 13
3341.3501 42" PP Pipe | 42" PP Pipe | 3341.3501 | Division 33 - Utilities | LF | 33 41 13
3341.3501 48" PP Pipe | 48" PP Pipe | 3341.3501 | Division 33 - Utilities | LF | 33 41 13
3341.3501 60" PP Pipe | 60" PP Pipe | 3341.3501 | Division 33 - Utilities | LF | 33 41 13
3346.0001 4" Pipe Underdrain, Type 1 | 4" Pipe Underdrain, Type 1 | 3346.0001 | Division 33 - Utilities | LF | 33 46 00
3346.0002 4" Pipe Underdrain, Type 2 | 4" Pipe Underdrain, Type 2 | 3346.0002 | Division 33 - Utilities | LF | 33 46 00
3346.0003 4" Pipe Underdrain, Type 3 | 4" Pipe Underdrain, Type 3 | 3346.0003 | Division 33 - Utilities | LF | 33 46 00
3346.0004 4" Pipe Underdrain, Type 4 | 4" Pipe Underdrain, Type 4 | 3346.0004 | Division 33 - Utilities | LF | 33 46 00
3346.0005 4" Pipe Underdrain, Type 5 | 4" Pipe Underdrain, Type 5 | 3346.0005 | Division 33 - Utilities | LF | 33 46 00
3346.0006 4" Pipe Underdrain, Type 6 | 4" Pipe Underdrain, Type 6 | 3346.0006 | Division 33 - Utilities | LF | 33 46 00
3346.0007 4" Pipe Underdrain, Type 7 | 4" Pipe Underdrain, Type 7 | 3346.0007 | Division 33 - Utilities | LF | 33 46 00
3346.0008 4" Pipe Underdrain, Type 8 | 4" Pipe Underdrain, Type 8 | 3346.0008 | Division 33 - Utilities | LF | 33 46 00
3346.0101 6" Pipe Underdrain, Type 1 | 6" Pipe Underdrain, Type 1 | 3346.0101 | Division 33 - Utilities | LF | 33 46 00
3346.0102 6" Pipe Underdrain, Type 2 | 6" Pipe Underdrain, Type 2 | 3346.0102 | Division 33 - Utilities | LF | 33 46 00
3346.0103 6" Pipe Underdrain, Type 3 | 6" Pipe Underdrain, Type 3 | 3346.0103 | Division 33 - Utilities | LF | 33 46 00
3346.0104 6" Pipe Underdrain, Type 4 | 6" Pipe Underdrain, Type 4 | 3346.0104 | Division 33 - Utilities | LF | 33 46 00
3346.0105 6" Pipe Underdrain, Type 5 | 6" Pipe Underdrain, Type 5 | 3346.0105 | Division 33 - Utilities | LF | 33 46 00
3346.0106 6" Pipe Underdrain, Type 6 | 6" Pipe Underdrain, Type 6 | 3346.0106 | Division 33 - Utilities | LF | 33 46 00
3346.0107 6" Pipe Underdrain, Type 7 | 6" Pipe Underdrain, Type 7 | 3346.0107 | Division 33 - Utilities | LF | 33 46 00
3346.0108 6" Pipe Underdrain, Type 8 | 6" Pipe Underdrain, Type 8 | 3346.0108 | Division 33 - Utilities | LF | 33 46 00
3346.0201 8" Pipe Underdrain, Type 1 | 8" Pipe Underdrain, Type 1 | 3346.0201 | Division 33 - Utilities | LF | 33 46 00
3346.0202 8" Pipe Underdrain, Type 2 | 8" Pipe Underdrain, Type 2 | 3346.0202 | Division 33 - Utilities | LF | 33 46 00
3346.0203 8" Pipe Underdrain, Type 3 | 8" Pipe Underdrain, Type 3 | 3346.0203 | Division 33 - Utilities | LF | 33 46 00
3346.0204 8" Pipe Underdrain, Type 4 | 8" Pipe Underdrain, Type 4 | 3346.0204 | Division 33 - Utilities | LF | 33 46 00
3346.0205 8" Pipe Underdrain, Type 5 | 8" Pipe Underdrain, Type 5 | 3346.0205 | Division 33 - Utilities | LF | 33 46 00
3346.0206 8" Pipe Underdrain, Type 6 | 8" Pipe Underdrain, Type 6 | 3346.0206 | Division 33 - Utilities | LF | 33 46 00
3346.0207 8" Pipe Underdrain, Type 7 | 8" Pipe Underdrain, Type 7 | 3346.0207 | Division 33 - Utilities | LF | 33 46 00
3346.0208 8" Pipe Underdrain, Type 8 | 8" Pipe Underdrain, Type 8 | 3346.0208 | Division 33 - Utilities | LF | 33 46 00
3346.0301 10" Pipe Underdrain, Type 1 | 10" Pipe Underdrain, Type 1 | 3346.0301 | Division 33 - Utilities | LF | 33 46 00
3346.0302 10" Pipe Underdrain, Type 2 | 10" Pipe Underdrain, Type 2 | 3346.0302 | Division 33 - Utilities | LF | 33 46 00
3346.0303 10" Pipe Underdrain, Type 3 | 10" Pipe Underdrain, Type 3 | 3346.0303 | Division 33 - Utilities | LF | 33 46 00
3346.0304 10" Pipe Underdrain, Type 4 | 10" Pipe Underdrain, Type 4 | 3346.0304 | Division 33 - Utilities | LF | 33 46 00
3346.0305 10" Pipe Underdrain, Type 5 | 10" Pipe Underdrain, Type 5 | 3346.0305 | Division 33 - Utilities | LF | 33 46 00
3346.0306 10" Pipe Underdrain, Type 6 | 10" Pipe Underdrain, Type 6 | 3346.0306 | Division 33 - Utilities | LF | 33 46 00
3346.0307 10" Pipe Underdrain, Type 7 | 10" Pipe Underdrain, Type 7 | 3346.0307 | Division 33 - Utilities | LF | 33 46 00
3346.0308 10" Pipe Underdrain, Type 8 | 10" Pipe Underdrain, Type 8 | 3346.0308 | Division 33 - Utilities | LF | 33 46 00
3346.1001 12" Slotted Drain Type A | 12" Slotted Drain Type A | 3346.1001 | Division 33 - Utilities | LF | 33 46 01
3346.1002 12" Slotted Drain Type B | 12" Slotted Drain Type B | 3346.1002 | Division 33 - Utilities | LF | 33 46 01
3346.1003 15" Slotted Drain Type A | 15" Slotted Drain Type A | 3346.1003 | Division 33 - Utilities | LF | 33 46 01
3346.1004 15" Slotted Drain Type B | 15" Slotted Drain Type B | 3346.1004 | Division 33 - Utilities | LF | 33 46 01
3346.1005 18" Slotted Drain Type A | 18" Slotted Drain Type A | 3346.1005 | Division 33 - Utilities | LF | 33 46 01
3346.1006 18" Slotted Drain Type B | 18" Slotted Drain Type B | 3346.1006 | Division 33 - Utilities | LF | 33 46 01
3346.1101 21" Slotted Drain Type A | 21" Slotted Drain Type A | 3346.1101 | Division 33 - Utilities | LF | 33 46 01
3346.1102 21" Slotted Drain Type B | 21" Slotted Drain Type B | 3346.1102 | Division 33 - Utilities | LF | 33 46 01
3346.1103 24" Slotted Drain Type A | 24" Slotted Drain Type A | 3346.1103 | Division 33 - Utilities | LF | 33 46 01
3346.1104 24" Slotted Drain Type B | 24" Slotted Drain Type B | 3346.1104 | Division 33 - Utilities | LF | 33 46 01
3346.1201 30" Slotted Drain Type A | 30" Slotted Drain Type A | 3346.1201 | Division 33 - Utilities | LF | 33 46 01
3346.1202 30" Slotted Drain Type B | 30" Slotted Drain Type B | 3346.1202 | Division 33 - Utilities | LF | 33 46 01
3346.1203 36" Slotted Drain Type A | 36" Slotted Drain Type A | 3346.1203 | Division 33 - Utilities | LF | 33 46 01
3346.1204 36" Slotted Drain Type B | 36" Slotted Drain Type B | 3346.1204 | Division 33 - Utilities | LF | 33 46 01
3346.2001 12" Slotted Drain Outfall | 12" Slotted Drain Outfall | 3346.2001 | Division 33 - Utilities | LF | 33 46 01
3346.2002 15" Slotted Drain Outfall | 15" Slotted Drain Outfall | 3346.2002 | Division 33 - Utilities | LF | 33 46 01
3346.2003 18" Slotted Drain Outfall | 18" Slotted Drain Outfall | 3346.2003 | Division 33 - Utilities | LF | 33 46 01
3346.2004 21" Slotted Drain Outfall | 21" Slotted Drain Outfall | 3346.2004 | Division 33 - Utilities | LF | 33 46 01
3346.2005 24" Slotted Drain Outfall | 24" Slotted Drain Outfall | 3346.2005 | Division 33 - Utilities | LF | 33 46 01
3346.2006 30" Slotted Drain Outfall | 30" Slotted Drain Outfall | 3346.2006 | Division 33 - Utilities | LF | 33 46 01
3346.2007 36" Slotted Drain Outfall | 36" Slotted Drain Outfall | 3346.2007 | Division 33 - Utilities | LF | 33 46 01
3346.3001 6" Trench Drain | 6" Trench Drain | 3346.3001 | Division 33 - Utilities | LF | 33 46 02
3346.3002 8" Trench Drain | 8" Trench Drain | 3346.3002 | Division 33 - Utilities | LF | 33 46 02
3346.3003 12" Trench Drain | 12" Trench Drain | 3346.3003 | Division 33 - Utilities | LF | 33 46 02
3346.3004 18" Trench Drain | 18" Trench Drain | 3346.3004 | Division 33 - Utilities | LF | 33 46 02
3346.3005 24" Trench Drain | 24" Trench Drain | 3346.3005 | Division 33 - Utilities | LF | 33 46 02
3349.0001 4' Storm Junction Box | 4' Storm Junction Box | 3349.0001 | Division 33 - Utilities | EA | 33 49 10
3349.0002 5' Storm Junction Box | 5' Storm Junction Box | 3349.0002 | Division 33 - Utilities | EA | 33 49 10
3349.0003 6' Storm Junction Box | 6' Storm Junction Box | 3349.0003 | Division 33 - Utilities | EA | 33 49 10
3349.0004 7' Storm Junction Box | 7' Storm Junction Box | 3349.0004 | Division 33 - Utilities | EA | 33 49 10
3349.0005 8' Storm Junction Box | 8' Storm Junction Box | 3349.0005 | Division 33 - Utilities | EA | 33 49 10
3349.0006 Storm Junction Structure | Storm Junction Structure | 3349.0006 | Division 33 - Utilities | LS | 33 49 10
3349.0101 3' Round Manhole Riser | 3' Round Manhole Riser | 3349.0101 | Division 33 - Utilities | EA | 33 49 10
3349.0102 4' Manhole Riser | 4' Manhole Riser | 3349.0102 | Division 33 - Utilities | EA | 33 49 10
3349.0103 5' Manhole Riser | 5' Manhole Riser | 3349.0103 | Division 33 - Utilities | EA | 33 49 10
3349.0104 4' Stacked Manhole | 4' Stacked Manhole | 3349.0104 | Division 33 - Utilities | EA | 33 49 10
3349.0105 5-Sided Manhole | 5-Sided Manhole | 3349.0105 | Division 33 - Utilities | EA | 33 49 10
3349.0106 Manhole Steps | Manhole Steps | 3349.0106 | Division 33 - Utilities | EA | 33 49 10
3349.1000 Headwall, Box Culvert | Headwall, Box Culvert | 3349.1000 | Division 33 - Utilities | CY | 33 49 40
3349.1001 18" Flared Headwall, 1 pipe | 18" Flared Headwall, 1 pipe | 3349.1001 | Division 33 - Utilities | EA | 33 49 40
3349.1002 21" Flared Headwall, 1 pipe | 21" Flared Headwall, 1 pipe | 3349.1002 | Division 33 - Utilities | EA | 33 49 40
3349.1003 24" Flared Headwall, 1 pipe | 24" Flared Headwall, 1 pipe | 3349.1003 | Division 33 - Utilities | EA | 33 49 40
3349.1004 27" Flared Headwall, 1 pipe | 27" Flared Headwall, 1 pipe | 3349.1004 | Division 33 - Utilities | EA | 33 49 40
3349.1005 30" Flared Headwall, 1 pipe | 30" Flared Headwall, 1 pipe | 3349.1005 | Division 33 - Utilities | EA | 33 49 40
3349.1006 33" Flared Headwall, 1 pipe | 33" Flared Headwall, 1 pipe | 3349.1006 | Division 33 - Utilities | EA | 33 49 40
3349.1007 36" Flared Headwall, 1 pipe | 36" Flared Headwall, 1 pipe | 3349.1007 | Division 33 - Utilities | EA | 33 49 40
3349.1008 39" Flared Headwall, 1 pipe | 39" Flared Headwall, 1 pipe | 3349.1008 | Division 33 - Utilities | EA | 33 49 40
3349.1009 42" Flared Headwall, 1 pipe | 42" Flared Headwall, 1 pipe | 3349.1009 | Division 33 - Utilities | EA | 33 49 40
3349.1010 45" Flared Headwall, 1 pipe | 45" Flared Headwall, 1 pipe | 3349.1010 | Division 33 - Utilities | EA | 33 49 40
3349.1011 48" Flared Headwall, 1 pipe | 48" Flared Headwall, 1 pipe | 3349.1011 | Division 33 - Utilities | EA | 33 49 40
3349.1012 54" Flared Headwall, 1 pipe | 54" Flared Headwall, 1 pipe | 3349.1012 | Division 33 - Utilities | EA | 33 49 40
3349.1013 60" Flared Headwall, 1 pipe | 60" Flared Headwall, 1 pipe | 3349.1013 | Division 33 - Utilities | EA | 33 49 40
3349.1014 66" Flared Headwall, 1 pipe | 66" Flared Headwall, 1 pipe | 3349.1014 | Division 33 - Utilities | EA | 33 49 40
3349.1015 72" Flared Headwall, 1 pipe | 72" Flared Headwall, 1 pipe | 3349.1015 | Division 33 - Utilities | EA | 33 49 40
3349.1101 18" Flared Headwall, 2 pipes | 18" Flared Headwall, 2 pipes | 3349.1101 | Division 33 - Utilities | EA | 33 49 40
3349.1102 21" Flared Headwall, 2 pipes | 21" Flared Headwall, 2 pipes | 3349.1102 | Division 33 - Utilities | EA | 33 49 40
3349.1103 24" Flared Headwall, 2 pipes | 24" Flared Headwall, 2 pipes | 3349.1103 | Division 33 - Utilities | EA | 33 49 40
3349.1104 27" Flared Headwall, 2 pipes | 27" Flared Headwall, 2 pipes | 3349.1104 | Division 33 - Utilities | EA | 33 49 40
3349.1105 30" Flared Headwall, 2 pipes | 30" Flared Headwall, 2 pipes | 3349.1105 | Division 33 - Utilities | EA | 33 49 40
3349.1106 33" Flared Headwall, 2 pipes | 33" Flared Headwall, 2 pipes | 3349.1106 | Division 33 - Utilities | EA | 33 49 40
3349.1107 36" Flared Headwall, 2 pipes | 36" Flared Headwall, 2 pipes | 3349.1107 | Division 33 - Utilities | EA | 33 49 40
3349.1108 39" Flared Headwall, 2 pipes | 39" Flared Headwall, 2 pipes | 3349.1108 | Division 33 - Utilities | EA | 33 49 40
3349.1109 42" Flared Headwall, 2 pipes | 42" Flared Headwall, 2 pipes | 3349.1109 | Division 33 - Utilities | EA | 33 49 40
3349.1110 45" Flared Headwall, 2 pipes | 45" Flared Headwall, 2 pipes | 3349.1110 | Division 33 - Utilities | EA | 33 49 40
3349.1111 48" Flared Headwall, 2 pipes | 48" Flared Headwall, 2 pipes | 3349.1111 | Division 33 - Utilities | EA | 33 49 40
3349.1112 54" Flared Headwall, 2 pipes | 54" Flared Headwall, 2 pipes | 3349.1112 | Division 33 - Utilities | EA | 33 49 40
3349.1113 60" Flared Headwall, 2 pipes | 60" Flared Headwall, 2 pipes | 3349.1113 | Division 33 - Utilities | EA | 33 49 40
3349.1114 66" Flared Headwall, 2 pipes | 66" Flared Headwall, 2 pipes | 3349.1114 | Division 33 - Utilities | EA | 33 49 40
3349.1115 72" Flared Headwall, 2 pipes | 72" Flared Headwall, 2 pipes | 3349.1115 | Division 33 - Utilities | EA | 33 49 40
3349.1201 18" Flared Headwall, 3 pipes | 18" Flared Headwall, 3 pipes | 3349.1201 | Division 33 - Utilities | EA | 33 49 40
3349.1202 21" Flared Headwall, 3 pipes | 21" Flared Headwall, 3 pipes | 3349.1202 | Division 33 - Utilities | EA | 33 49 40
3349.1203 24" Flared Headwall, 3 pipes | 24" Flared Headwall, 3 pipes | 3349.1203 | Division 33 - Utilities | EA | 33 49 40
3349.1204 27" Flared Headwall, 3 pipes | 27" Flared Headwall, 3 pipes | 3349.1204 | Division 33 - Utilities | EA | 33 49 40
3349.1205 30" Flared Headwall, 3 pipes | 30" Flared Headwall, 3 pipes | 3349.1205 | Division 33 - Utilities | EA | 33 49 40
3349.1206 33" Flared Headwall, 3 pipes | 33" Flared Headwall, 3 pipes | 3349.1206 | Division 33 - Utilities | EA | 33 49 40
3349.1207 36" Flared Headwall, 3 pipes | 36" Flared Headwall, 3 pipes | 3349.1207 | Division 33 - Utilities | EA | 33 49 40
3349.1208 39" Flared Headwall, 3 pipes | 39" Flared Headwall, 3 pipes | 3349.1208 | Division 33 - Utilities | EA | 33 49 40
3349.1209 42" Flared Headwall, 3 pipes | 42" Flared Headwall, 3 pipes | 3349.1209 | Division 33 - Utilities | EA | 33 49 40
3349.1210 45" Flared Headwall, 3 pipes | 45" Flared Headwall, 3 pipes | 3349.1210 | Division 33 - Utilities | EA | 33 49 40
3349.1211 48" Flared Headwall, 3 pipes | 48" Flared Headwall, 3 pipes | 3349.1211 | Division 33 - Utilities | EA | 33 49 40
3349.1212 54" Flared Headwall, 3 pipes | 54" Flared Headwall, 3 pipes | 3349.1212 | Division 33 - Utilities | EA | 33 49 40
3349.1213 60" Flared Headwall, 3 pipes | 60" Flared Headwall, 3 pipes | 3349.1213 | Division 33 - Utilities | EA | 33 49 40
3349.1214 66" Flared Headwall, 3 pipes | 66" Flared Headwall, 3 pipes | 3349.1214 | Division 33 - Utilities | EA | 33 49 40
3349.1215 72" Flared Headwall, 3 pipes | 72" Flared Headwall, 3 pipes | 3349.1215 | Division 33 - Utilities | EA | 33 49 40
3349.2001 18" Parallel Headwall, 1 pipe | 18" Parallel Headwall, 1 pipe | 3349.2001 | Division 33 - Utilities | EA | 33 49 40
3349.2002 21" Parallel Headwall, 1 pipe | 21" Parallel Headwall, 1 pipe | 3349.2002 | Division 33 - Utilities | EA | 33 49 40
3349.2003 24" Parallel Headwall, 1 pipe | 24" Parallel Headwall, 1 pipe | 3349.2003 | Division 33 - Utilities | EA | 33 49 40
3349.2004 27" Parallel Headwall, 1 pipe | 27" Parallel Headwall, 1 pipe | 3349.2004 | Division 33 - Utilities | EA | 33 49 40
3349.2005 30" Parallel Headwall, 1 pipe | 30" Parallel Headwall, 1 pipe | 3349.2005 | Division 33 - Utilities | EA | 33 49 40
3349.2006 33" Parallel Headwall, 1 pipe | 33" Parallel Headwall, 1 pipe | 3349.2006 | Division 33 - Utilities | EA | 33 49 40
3349.2007 36" Parallel Headwall, 1 pipe | 36" Parallel Headwall, 1 pipe | 3349.2007 | Division 33 - Utilities | EA | 33 49 40
3349.2008 39" Parallel Headwall, 1 pipe | 39" Parallel Headwall, 1 pipe | 3349.2008 | Division 33 - Utilities | EA | 33 49 40
3349.2009 42" Parallel Headwall, 1 pipe | 42" Parallel Headwall, 1 pipe | 3349.2009 | Division 33 - Utilities | EA | 33 49 40
3349.2010 45" Parallel Headwall, 1 pipe | 45" Parallel Headwall, 1 pipe | 3349.2010 | Division 33 - Utilities | EA | 33 49 40
3349.2011 48" Parallel Headwall, 1 pipe | 48" Parallel Headwall, 1 pipe | 3349.2011 | Division 33 - Utilities | EA | 33 49 40
3349.2012 54" Parallel Headwall, 1 pipe | 54" Parallel Headwall, 1 pipe | 3349.2012 | Division 33 - Utilities | EA | 33 49 40
3349.2013 60" Parallel Headwall, 1 pipe | 60" Parallel Headwall, 1 pipe | 3349.2013 | Division 33 - Utilities | EA | 33 49 40
3349.2014 66" Parallel Headwall, 1 pipe | 66" Parallel Headwall, 1 pipe | 3349.2014 | Division 33 - Utilities | EA | 33 49 40
3349.2015 72" Parallel Headwall, 1 pipe | 72" Parallel Headwall, 1 pipe | 3349.2015 | Division 33 - Utilities | EA | 33 49 40
3349.2101 18" Parallel Headwall, 2 pipes | 18" Parallel Headwall, 2 pipes | 3349.2101 | Division 33 - Utilities | EA | 33 49 40
3349.2102 21" Parallel Headwall, 2 pipes | 21" Parallel Headwall, 2 pipes | 3349.2102 | Division 33 - Utilities | EA | 33 49 40
3349.2103 24" Parallel Headwall, 2 pipes | 24" Parallel Headwall, 2 pipes | 3349.2103 | Division 33 - Utilities | EA | 33 49 40
3349.2104 27" Parallel Headwall, 2 pipes | 27" Parallel Headwall, 2 pipes | 3349.2104 | Division 33 - Utilities | EA | 33 49 40
3349.2105 30" Parallel Headwall, 2 pipes | 30" Parallel Headwall, 2 pipes | 3349.2105 | Division 33 - Utilities | EA | 33 49 40
3349.2106 33" Parallel Headwall, 2 pipes | 33" Parallel Headwall, 2 pipes | 3349.2106 | Division 33 - Utilities | EA | 33 49 40
3349.2107 36" Parallel Headwall, 2 pipes | 36" Parallel Headwall, 2 pipes | 3349.2107 | Division 33 - Utilities | EA | 33 49 40
3349.2108 39" Parallel Headwall, 2 pipes | 39" Parallel Headwall, 2 pipes | 3349.2108 | Division 33 - Utilities | EA | 33 49 40
3349.2109 42" Parallel Headwall, 2 pipes | 42" Parallel Headwall, 2 pipes | 3349.2109 | Division 33 - Utilities | EA | 33 49 40
3349.2110 45" Parallel Headwall, 2 pipes | 45" Parallel Headwall, 2 pipes | 3349.2110 | Division 33 - Utilities | EA | 33 49 40
3349.2111 48" Parallel Headwall, 2 pipes | 48" Parallel Headwall, 2 pipes | 3349.2111 | Division 33 - Utilities | EA | 33 49 40
3349.2112 54" Parallel Headwall, 2 pipes | 54" Parallel Headwall, 2 pipes | 3349.2112 | Division 33 - Utilities | EA | 33 49 40
3349.2113 60" Parallel Headwall, 2 pipes | 60" Parallel Headwall, 2 pipes | 3349.2113 | Division 33 - Utilities | EA | 33 49 40
3349.2114 66" Parallel Headwall, 2 pipes | 66" Parallel Headwall, 2 pipes | 3349.2114 | Division 33 - Utilities | EA | 33 49 40
3349.2115 72" Parallel Headwall, 2 pipes | 72" Parallel Headwall, 2 pipes | 3349.2115 | Division 33 - Utilities | EA | 33 49 40
3349.2201 18" Parallel Headwall, 3 pipes | 18" Parallel Headwall, 3 pipes | 3349.2201 | Division 33 - Utilities | EA | 33 49 40
3349.2202 21" Parallel Headwall, 3 pipes | 21" Parallel Headwall, 3 pipes | 3349.2202 | Division 33 - Utilities | EA | 33 49 40
3349.2203 24" Parallel Headwall, 3 pipes | 24" Parallel Headwall, 3 pipes | 3349.2203 | Division 33 - Utilities | EA | 33 49 40
3349.2204 27" Parallel Headwall, 3 pipes | 27" Parallel Headwall, 3 pipes | 3349.2204 | Division 33 - Utilities | EA | 33 49 40
3349.2205 30" Parallel Headwall, 3 pipes | 30" Parallel Headwall, 3 pipes | 3349.2205 | Division 33 - Utilities | EA | 33 49 40
3349.2206 33" Parallel Headwall, 3 pipes | 33" Parallel Headwall, 3 pipes | 3349.2206 | Division 33 - Utilities | EA | 33 49 40
3349.2207 36" Parallel Headwall, 3 pipes | 36" Parallel Headwall, 3 pipes | 3349.2207 | Division 33 - Utilities | EA | 33 49 40
3349.2208 39" Parallel Headwall, 3 pipes | 39" Parallel Headwall, 3 pipes | 3349.2208 | Division 33 - Utilities | EA | 33 49 40
3349.2209 42" Parallel Headwall, 3 pipes | 42" Parallel Headwall, 3 pipes | 3349.2209 | Division 33 - Utilities | EA | 33 49 40
3349.2210 45" Parallel Headwall, 3 pipes | 45" Parallel Headwall, 3 pipes | 3349.2210 | Division 33 - Utilities | EA | 33 49 40
3349.2211 51" Parallel Headwall, 3 pipes | 51" Parallel Headwall, 3 pipes | 3349.2211 | Division 33 - Utilities | EA | 33 49 40
3349.2212 54" Parallel Headwall, 3 pipes | 54" Parallel Headwall, 3 pipes | 3349.2212 | Division 33 - Utilities | EA | 33 49 40
3349.2213 60" Parallel Headwall, 3 pipes | 60" Parallel Headwall, 3 pipes | 3349.2213 | Division 33 - Utilities | EA | 33 49 40
3349.2214 66" Parallel Headwall, 3 pipes | 66" Parallel Headwall, 3 pipes | 3349.2214 | Division 33 - Utilities | EA | 33 49 40
3349.2215 72" Parallel Headwall, 3 pipes | 72" Parallel Headwall, 3 pipes | 3349.2215 | Division 33 - Utilities | EA | 33 49 40
3349.3001 18" Straight Headwall, 1 pipe | 18" Straight Headwall, 1 pipe | 3349.3001 | Division 33 - Utilities | EA | 33 49 40
3349.3002 21" Straight Headwall, 1 pipe | 21" Straight Headwall, 1 pipe | 3349.3002 | Division 33 - Utilities | EA | 33 49 40
3349.3003 24" Straight Headwall, 1 pipe | 24" Straight Headwall, 1 pipe | 3349.3003 | Division 33 - Utilities | EA | 33 49 40
3349.3004 27" Straight Headwall, 1 pipe | 27" Straight Headwall, 1 pipe | 3349.3004 | Division 33 - Utilities | EA | 33 49 40
3349.3005 30" Straight Headwall, 1 pipe | 30" Straight Headwall, 1 pipe | 3349.3005 | Division 33 - Utilities | EA | 33 49 40
3349.3006 33" Straight Headwall, 1 pipe | 33" Straight Headwall, 1 pipe | 3349.3006 | Division 33 - Utilities | EA | 33 49 40
3349.3007 36" Straight Headwall, 1 pipe | 36" Straight Headwall, 1 pipe | 3349.3007 | Division 33 - Utilities | EA | 33 49 40
3349.3008 39" Straight Headwall, 1 pipe | 39" Straight Headwall, 1 pipe | 3349.3008 | Division 33 - Utilities | EA | 33 49 40
3349.3009 42" Straight Headwall, 1 pipe | 42" Straight Headwall, 1 pipe | 3349.3009 | Division 33 - Utilities | EA | 33 49 40
3349.3010 45" Straight Headwall, 1 pipe | 45" Straight Headwall, 1 pipe | 3349.3010 | Division 33 - Utilities | EA | 33 49 40
3349.3011 48" Straight Headwall, 1 pipe | 48" Straight Headwall, 1 pipe | 3349.3011 | Division 33 - Utilities | EA | 33 49 40
3349.3012 54" Straight Headwall, 1 pipe | 54" Straight Headwall, 1 pipe | 3349.3012 | Division 33 - Utilities | EA | 33 49 40
3349.3013 60" Straight Headwall, 1 pipe | 60" Straight Headwall, 1 pipe | 3349.3013 | Division 33 - Utilities | EA | 33 49 40
3349.3014 66" Straight Headwall, 1 pipe | 66" Straight Headwall, 1 pipe | 3349.3014 | Division 33 - Utilities | EA | 33 49 40
3349.3015 72" Straight Headwall, 1 pipe | 72" Straight Headwall, 1 pipe | 3349.3015 | Division 33 - Utilities | EA | 33 49 40
3349.3101 18" Straight Headwall, 2 pipes | 18" Straight Headwall, 2 pipes | 3349.3101 | Division 33 - Utilities | EA | 33 49 40
3349.3102 21" Straight Headwall, 2 pipes | 21" Straight Headwall, 2 pipes | 3349.3102 | Division 33 - Utilities | EA | 33 49 40
3349.3103 24" Straight Headwall, 2 pipes | 24" Straight Headwall, 2 pipes | 3349.3103 | Division 33 - Utilities | EA | 33 49 40
3349.3104 27" Straight Headwall, 2 pipes | 27" Straight Headwall, 2 pipes | 3349.3104 | Division 33 - Utilities | EA | 33 49 40
3349.3105 30" Straight Headwall, 2 pipes | 30" Straight Headwall, 2 pipes | 3349.3105 | Division 33 - Utilities | EA | 33 49 40
3349.3106 33" Straight Headwall, 2 pipes | 33" Straight Headwall, 2 pipes | 3349.3106 | Division 33 - Utilities | EA | 33 49 40
3349.3107 36" Straight Headwall, 2 pipes | 36" Straight Headwall, 2 pipes | 3349.3107 | Division 33 - Utilities | EA | 33 49 40
3349.3108 39" Straight Headwall, 2 pipes | 39" Straight Headwall, 2 pipes | 3349.3108 | Division 33 - Utilities | EA | 33 49 40
3349.3109 42" Straight Headwall, 2 pipes | 42" Straight Headwall, 2 pipes | 3349.3109 | Division 33 - Utilities | EA | 33 49 40
3349.3110 45" Straight Headwall, 2 pipes | 45" Straight Headwall, 2 pipes | 3349.3110 | Division 33 - Utilities | EA | 33 49 40
3349.3111 48" Straight Headwall, 2 pipes | 48" Straight Headwall, 2 pipes | 3349.3111 | Division 33 - Utilities | EA | 33 49 40
3349.3112 54" Straight Headwall, 2 pipes | 54" Straight Headwall, 2 pipes | 3349.3112 | Division 33 - Utilities | EA | 33 49 40
3349.3113 60" Straight Headwall, 2 pipes | 60" Straight Headwall, 2 pipes | 3349.3113 | Division 33 - Utilities | EA | 33 49 40
3349.3114 66" Straight Headwall, 2 pipes | 66" Straight Headwall, 2 pipes | 3349.3114 | Division 33 - Utilities | EA | 33 49 40
3349.3115 72" Straight Headwall, 2 pipes | 72" Straight Headwall, 2 pipes | 3349.3115 | Division 33 - Utilities | EA | 33 49 40
3349.3201 18" Straight Headwall, 3 pipes | 18" Straight Headwall, 3 pipes | 3349.3201 | Division 33 - Utilities | EA | 33 49 40
3349.3202 21" Straight Headwall, 3 pipes | 21" Straight Headwall, 3 pipes | 3349.3202 | Division 33 - Utilities | EA | 33 49 40
3349.3203 24" Straight Headwall, 3 pipes | 24" Straight Headwall, 3 pipes | 3349.3203 | Division 33 - Utilities | EA | 33 49 40
3349.3204 27" Straight Headwall, 3 pipes | 27" Straight Headwall, 3 pipes | 3349.3204 | Division 33 - Utilities | EA | 33 49 40
3349.3205 30" Straight Headwall, 3 pipes | 30" Straight Headwall, 3 pipes | 3349.3205 | Division 33 - Utilities | EA | 33 49 40
3349.3206 33" Straight Headwall, 3 pipes | 33" Straight Headwall, 3 pipes | 3349.3206 | Division 33 - Utilities | EA | 33 49 40
3349.3207 36" Straight Headwall, 3 pipes | 36" Straight Headwall, 3 pipes | 3349.3207 | Division 33 - Utilities | EA | 33 49 40
3349.3208 39" Straight Headwall, 3 pipes | 39" Straight Headwall, 3 pipes | 3349.3208 | Division 33 - Utilities | EA | 33 49 40
3349.3209 42" Straight Headwall, 3 pipes | 42" Straight Headwall, 3 pipes | 3349.3209 | Division 33 - Utilities | EA | 33 49 40
3349.3210 45" Straight Headwall, 3 pipes | 45" Straight Headwall, 3 pipes | 3349.3210 | Division 33 - Utilities | EA | 33 49 40
3349.3211 48" Straight Headwall, 3 pipes | 48" Straight Headwall, 3 pipes | 3349.3211 | Division 33 - Utilities | EA | 33 49 40
3349.3212 54" Straight Headwall, 3 pipes | 54" Straight Headwall, 3 pipes | 3349.3212 | Division 33 - Utilities | EA | 33 49 40
3349.3213 60" Straight Headwall, 3 pipes | 60" Straight Headwall, 3 pipes | 3349.3213 | Division 33 - Utilities | EA | 33 49 40
3349.3214 66" Straight Headwall, 3 pipes | 66" Straight Headwall, 3 pipes | 3349.3214 | Division 33 - Utilities | EA | 33 49 40
3349.3215 72" Straight Headwall, 3 pipes | 72" Straight Headwall, 3 pipes | 3349.3215 | Division 33 - Utilities | EA | 33 49 40
3349.4001 SET, Type I for Box Culverts | SET, Type I for Box Culverts | 3349.4001 | Division 33 - Utilities | CY | 33 49 40
3349.4101 12" SET, 1 pipe | 12" SET, 1 pipe | 3349.4101 | Division 33 - Utilities | EA | 33 49 40
3349.4102 15" SET, 1 pipe | 15" SET, 1 pipe | 3349.4102 | Division 33 - Utilities | EA | 33 49 40
3349.4103 18" SET, 1 pipe | 18" SET, 1 pipe | 3349.4103 | Division 33 - Utilities | EA | 33 49 40
3349.4104 21" SET, 1 pipe | 21" SET, 1 pipe | 3349.4104 | Division 33 - Utilities | EA | 33 49 40
3349.4105 24" SET, 1 pipe | 24" SET, 1 pipe | 3349.4105 | Division 33 - Utilities | EA | 33 49 40
3349.4106 27" SET, 1 pipe | 27" SET, 1 pipe | 3349.4106 | Division 33 - Utilities | EA | 33 49 40
3349.4107 30" SET, 1 pipe | 30" SET, 1 pipe | 3349.4107 | Division 33 - Utilities | EA | 33 49 40
3349.4108 33" SET, 1 pipe | 33" SET, 1 pipe | 3349.4108 | Division 33 - Utilities | EA | 33 49 40
3349.4109 36" SET, 1 pipe | 36" SET, 1 pipe | 3349.4109 | Division 33 - Utilities | EA | 33 49 40
3349.4110 39" SET, 1 pipe | 39" SET, 1 pipe | 3349.4110 | Division 33 - Utilities | EA | 33 49 40
3349.4111 42" SET, 1 pipe | 42" SET, 1 pipe | 3349.4111 | Division 33 - Utilities | EA | 33 49 40
3349.4112 45" SET, 1 pipe | 45" SET, 1 pipe | 3349.4112 | Division 33 - Utilities | EA | 33 49 40
3349.4113 48" SET, 1 pipe | 48" SET, 1 pipe | 3349.4113 | Division 33 - Utilities | EA | 33 49 40
3349.4114 54" SET, 1 pipe | 54" SET, 1 pipe | 3349.4114 | Division 33 - Utilities | EA | 33 49 40
3349.4115 60" SET, 1 pipe | 60" SET, 1 pipe | 3349.4115 | Division 33 - Utilities | EA | 33 49 40
3349.4201 12" SET, 2 pipes | 12" SET, 2 pipes | 3349.4201 | Division 33 - Utilities | EA | 33 49 40
3349.4202 15" SET, 2 pipes | 15" SET, 2 pipes | 3349.4202 | Division 33 - Utilities | EA | 33 49 40
3349.4203 18" SET, 2 pipes | 18" SET, 2 pipes | 3349.4203 | Division 33 - Utilities | EA | 33 49 40
3349.4204 21" SET, 2 pipes | 21" SET, 2 pipes | 3349.4204 | Division 33 - Utilities | EA | 33 49 40
3349.4205 24" SET, 2 pipes | 24" SET, 2 pipes | 3349.4205 | Division 33 - Utilities | EA | 33 49 40
3349.4206 27" SET, 2 pipes | 27" SET, 2 pipes | 3349.4206 | Division 33 - Utilities | EA | 33 49 40
3349.4207 30" SET, 2 pipes | 30" SET, 2 pipes | 3349.4207 | Division 33 - Utilities | EA | 33 49 40
3349.4208 33" SET, 2 pipes | 33" SET, 2 pipes | 3349.4208 | Division 33 - Utilities | EA | 33 49 40
3349.4209 36" SET, 2 pipes | 36" SET, 2 pipes | 3349.4209 | Division 33 - Utilities | EA | 33 49 40
3349.4210 39" SET, 2 pipes | 39" SET, 2 pipes | 3349.4210 | Division 33 - Utilities | EA | 33 49 40
3349.4211 42" SET, 2 pipes | 42" SET, 2 pipes | 3349.4211 | Division 33 - Utilities | EA | 33 49 40
3349.4212 45" SET, 2 pipes | 45" SET, 2 pipes | 3349.4212 | Division 33 - Utilities | EA | 33 49 40
3349.4213 48" SET, 2 pipes | 48" SET, 2 pipes | 3349.4213 | Division 33 - Utilities | EA | 33 49 40
3349.4214 54" SET, 2 pipes | 54" SET, 2 pipes | 3349.4214 | Division 33 - Utilities | EA | 33 49 40
3349.4215 60" SET, 2 pipes | 60" SET, 2 pipes | 3349.4215 | Division 33 - Utilities | EA | 33 49 40
3349.4301 12" SET, 3 pipes | 12" SET, 3 pipes | 3349.4301 | Division 33 - Utilities | EA | 33 49 40
3349.4302 15" SET, 3 pipes | 15" SET, 3 pipes | 3349.4302 | Division 33 - Utilities | EA | 33 49 40
3349.4303 18" SET, 3 pipes | 18" SET, 3 pipes | 3349.4303 | Division 33 - Utilities | EA | 33 49 40
3349.4304 21" SET, 3 pipes | 21" SET, 3 pipes | 3349.4304 | Division 33 - Utilities | EA | 33 49 40
3349.4305 24" SET, 3 pipes | 24" SET, 3 pipes | 3349.4305 | Division 33 - Utilities | EA | 33 49 40
3349.4306 27" SET, 3 pipes | 27" SET, 3 pipes | 3349.4306 | Division 33 - Utilities | EA | 33 49 40
3349.4307 30" SET, 3 pipes | 30" SET, 3 pipes | 3349.4307 | Division 33 - Utilities | EA | 33 49 40
3349.4308 33" SET, 3 pipes | 33" SET, 3 pipes | 3349.4308 | Division 33 - Utilities | EA | 33 49 40
3349.4309 36" SET, 3 pipes | 36" SET, 3 pipes | 3349.4309 | Division 33 - Utilities | EA | 33 49 40
3349.4310 39" SET, 3 pipes | 39" SET, 3 pipes | 3349.4310 | Division 33 - Utilities | EA | 33 49 40
3349.4311 42" SET, 3 pipes | 42" SET, 3 pipes | 3349.4311 | Division 33 - Utilities | EA | 33 49 40
3349.4312 45" SET, 3 pipes | 45" SET, 3 pipes | 3349.4312 | Division 33 - Utilities | EA | 33 49 40
3349.4313 48" SET, 3 pipes | 48" SET, 3 pipes | 3349.4313 | Division 33 - Utilities | EA | 33 49 40
3349.4314 54" SET, 3 pipes | 54" SET, 3 pipes | 3349.4314 | Division 33 - Utilities | EA | 33 49 40
3349.4315 60" SET, 3 pipes | 60" SET, 3 pipes | 3349.4315 | Division 33 - Utilities | EA | 33 49 40
3349.5001 10' Curb Inlet | 10' Curb Inlet | 3349.5001 | Division 33 - Utilities | EA | 33 49 20
3349.5002 15' Curb Inlet | 15' Curb Inlet | 3349.5002 | Division 33 - Utilities | EA | 33 49 20
3349.5003 20' Curb Inlet | 20' Curb Inlet | 3349.5003 | Division 33 - Utilities | EA | 33 49 20
3349.5004 30' Curb Inlet | 30' Curb Inlet | 3349.5004 | Division 33 - Utilities | EA | 33 49 20
3349.5005 Remove and Replace Inlet Top, 5' | Remove and Replace Inlet Top, 5' | 3349.5005 | Division 33 - Utilities | EA | 33 49 20
3349.5006 Remove and Replace Inlet Top, 10' | Remove and Replace Inlet Top, 10' | 3349.5006 | Division 33 - Utilities | EA | 33 49 20
3349.5007 Remove and Replace Inlet Top, 15' | Remove and Replace Inlet Top, 15' | 3349.5007 | Division 33 - Utilities | EA | 33 49 20
3349.5008 Remove and Replace Inlet Top, 20' | Remove and Replace Inlet Top, 20' | 3349.5008 | Division 33 - Utilities | EA | 33 49 20
3349.5009 Remove and Replace Inlet Top, 30' | Remove and Replace Inlet Top, 30' | 3349.5009 | Division 33 - Utilities | EA | 33 49 20
3349.6001 10' Recessed Inlet | 10' Recessed Inlet | 3349.6001 | Division 33 - Utilities | EA | 33 49 20
3349.6002 15' Recessed Inlet | 15' Recessed Inlet | 3349.6002 | Division 33 - Utilities | EA | 33 49 20
3349.6003 20' Recessed Inlet | 20' Recessed Inlet | 3349.6003 | Division 33 - Utilities | EA | 33 49 20
3349.6004 30' Recessed Inlet | 30' Recessed Inlet | 3349.6004 | Division 33 - Utilities | EA | 33 49 20
3349.7001 4' Drop Inlet | 4' Drop Inlet | 3349.7001 | Division 33 - Utilities | EA | 33 49 20
3349.7002 5' Drop Inlet | 5' Drop Inlet | 3349.7002 | Division 33 - Utilities | EA | 33 49 20
3349.7003 6' Drop Inlet | 6' Drop Inlet | 3349.7003 | Division 33 - Utilities | EA | 33 49 20
3349.8001 10' Type 2 Inlet | 10' Type 2 Inlet | 3349.8001 | Division 33 - Utilities | EA | 33 49 20
3349.8002 15' Type 2 Inlet | 15' Type 2 Inlet | 3349.8002 | Division 33 - Utilities | EA | 33 49 20
3349.8003 20' Type 2 Inlet | 20' Type 2 Inlet | 3349.8003 | Division 33 - Utilities | EA | 33 49 20
3349.8004 30' Type 2 Inlet | 30' Type 2 Inlet | 3349.8004 | Division 33 - Utilities | EA | 33 49 20
3349.9001 2' Grate Inlet | 2' Grate Inlet | 3349.9001 | Division 33 - Utilities | EA | 33 49 20
3349.9002 3' Grate Inlet | 3' Grate Inlet | 3349.9002 | Division 33 - Utilities | EA | 33 49 20
3349.9003 4' Grate Inlet | 4' Grate Inlet | 3349.9003 | Division 33 - Utilities | EA | 33 49 20
3441.1001 Furnish/Install 3-Sect Signal Head Assembly | Furnish/Install 3-Sect Signal Head Assembly | 3441.1001 | Division 34 - Transportation | EA | 34 41 10
3441.1002 Furnish/Install 4-Sect Signal Head Assembly | Furnish/Install 4-Sect Signal Head Assembly | 3441.1002 | Division 34 - Transportation | EA | 34 41 10
3441.1003 Furnish/Install 5-Sect Signal Head Assembly | Furnish/Install 5-Sect Signal Head Assembly | 3441.1003 | Division 34 - Transportation | EA | 34 41 10
3441.1004 Relocate Signal Head Assembly | Relocate Signal Head Assembly | 3441.1004 | Division 34 - Transportation | EA | 34 41 10
3441.1005 Furnish/Install 1-Section Signal Head Assembly | Furnish/Install 1-Section Signal Head Assembly | 3441.1005 | Division 34 - Transportation | EA | 34 41 10
3441.1006 Replace 3-Sect Signal Head Assembly | Replace 3-Sect Signal Head Assembly | 3441.1006 | Division 34 - Transportation | EA | 34 41 10
3441.1007 Replace 4-Sect Signal Head Assembly | Replace 4-Sect Signal Head Assembly | 3441.1007 | Division 34 - Transportation | EA | 34 41 10
3441.1008 Replace 5-Sect Signal Head Assembly | Replace 5-Sect Signal Head Assembly | 3441.1008 | Division 34 - Transportation | EA | 34 41 10
3441.1009 Install Signal Head Assembly | Install Signal Head Assembly | 3441.1009 | Division 34 - Transportation | EA | 34 41 10
3441.1010 Remove Signal Head Assembly | Remove Signal Head Assembly | 3441.1010 | Division 34 - Transportation | EA | 34 41 10
3441.1011 Retrofit Signal Head Len Insert | Retrofit Signal Head Len Insert | 3441.1011 | Division 34 - Transportation | EA | 34 41 10
3441.1012 Furnish/Install Ped Signal Head Assmbly | Furnish/Install Ped Signal Head Assmbly | 3441.1012 | Division 34 - Transportation | EA | 34 41 10
3441.1013 Retrofit Ped Head Insert | Retrofit Ped Head Insert | 3441.1013 | Division 34 - Transportation | EA | 34 41 10
3441.1014 Replace Ped Signal Head Assembly | Replace Ped Signal Head Assembly | 3441.1014 | Division 34 - Transportation | EA | 34 41 10
3441.1015 Install Ped Signal Head Assembly | Install Ped Signal Head Assembly | 3441.1015 | Division 34 - Transportation | EA | 34 41 10
3441.1016 Remove Ped Signal Head Assembly | Remove Ped Signal Head Assembly | 3441.1016 | Division 34 - Transportation | EA | 34 41 10
3441.1017 Furnish/Install Louvers | Furnish/Install Louvers | 3441.1017 | Division 34 - Transportation | EA | 34 41 10
3441.1018 Remove Louvers | Remove Louvers | 3441.1018 | Division 34 - Transportation | EA | 34 41 10
3441.1019 Furnish/Install Backplate w/ Refl Brdr | Furnish/Install Backplate w/ Refl Brdr | 3441.1019 | Division 34 - Transportation | EA | 34 41 10
3441.1020 Replace Backplate w/ Refl Brdr | Replace Backplate w/ Refl Brdr | 3441.1020 | Division 34 - Transportation | EA | 34 41 10
3441.1021 Furnish/Install Ped Push BTN Station W/ Sign | Furnish/Install Ped Push BTN Station W/ Sign | 3441.1021 | Division 34 - Transportation | EA | 34 41 10
3441.1031 Furnish/Install Audible Pedestrian Pushbutton Station | Furnish/Install Audible Pedestrian Pushbutton Station | 3441.1031 | Division 34 - Transportation | EA | 34 41 10
3441.1033 Install Pedestrian Pushbutton Station (Regular or Audible) | Install Pedestrian Pushbutton Station (Regular or Audible) | 3441.1033 | Division 34 - Transportation | EA | 34 41 10
3441.1033 Remove Pedestrian Pushbutton Station | Remove Pedestrian Pushbutton Station | 3441.1033 | Division 34 - Transportation | EA | 34 41 10
3441.1205 Furnish/Install VIVDS Detection Device | Furnish/Install VIVDS Detection Device | 3441.1205 | Division 34 - Transportation | APR | 34 41 10
3441.1206 Install VIVIDS Detection Device | Install VIVIDS Detection Device | 3441.1206 | Division 34 - Transportation | APR | 34 41 10
3441.1209 Furnish/Install BBU System EXT Mounted | Furnish/Install BBU System EXT Mounted | 3441.1209 | Division 34 - Transportation | EA | 34 41 10
3441.1210 Furnish/Install BBU System Stand Alone | Furnish/Install BBU System Stand Alone | 3441.1210 | Division 34 - Transportation | EA | 34 41 10
3441.1211 Furnish/Install BBU System Internal | Furnish/Install BBU System Internal | 3441.1211 | Division 34 - Transportation | EA | 34 41 10
3441.1212 Install BBU System EXT Mounted | Install BBU System EXT Mounted | 3441.1212 | Division 34 - Transportation | EA | 34 41 10
3441.1213 Install BBU System Stand Alone | Install BBU System Stand Alone | 3441.1213 | Division 34 - Transportation | EA | 34 41 10
3441.1214 Install BBU System Internal | Install BBU System Internal | 3441.1214 | Division 34 - Transportation | EA | 34 41 10
3441.1215 Furnish/Install Hybrid Detection Device | Furnish/Install Hybrid Detection Device | 3441.1215 | Division 34 - Transportation | APR | 34 41 10
3441.1216 Install Hybrid Detection Device | Install Hybrid Detection Device | 3441.1216 | Division 34 - Transportation | APR | 34 41 10
3441.1217 Furnish/Install Fish-Eye Detection System | Furnish/Install Fish-Eye Detection System | 3441.1217 | Division 34 - Transportation | EA | 34 41 10
3441.1218 Install Fish-Eye Detection System | Install Fish-Eye Detection System | 3441.1218 | Division 34 - Transportation | EA | 34 41 10
3441.1220 Furnish/Install Model 711 Preemption Detector | Furnish/Install Model 711 Preemption Detector | 3441.1220 | Division 34 - Transportation | EA | 34 41 10
3441.1221 Furnish/Install Model 712 Preemption Detector | Furnish/Install Model 712 Preemption Detector | 3441.1221 | Division 34 - Transportation | EA | 34 41 10
3441.1222 Install Preemption Detector (All Models) | Install Preemption Detector (All Models) | 3441.1222 | Division 34 - Transportation | EA | 34 41 10
3441.1224 Furnish/Install Preemption Cable | Furnish/Install Preemption Cable | 3441.1224 | Division 34 - Transportation | LF | 34 41 10
3441.1226 Furnish/Install Model 722 Preemption Detector | Furnish/Install Model 722 Preemption Detector | 3441.1226 | Division 34 - Transportation | EA | 34 41 10
3441.1230 Furnish/Install Radar Presence Detection Device | Furnish/Install Radar Presence Detection Device | 3441.1230 | Division 34 - Transportation | APR | 34 41 10
3441.1231 Furnish/Install Radar Advance Detection Device | Furnish/Install Radar Advance Detection Device | 3441.1231 | Division 34 - Transportation | APR | 34 41 10
3441.1232 Install Radar Detection Device | Install Radar Detection Device | 3441.1232 | Division 34 - Transportation | APR | 34 41 10
3441.1234 Furnish/Install Radar Cable | Furnish/Install Radar Cable | 3441.1234 | Division 34 - Transportation | LF | 34 41 10
3441.1236 Remove Detection Device | Remove Detection Device | 3441.1236 | Division 34 - Transportation | EA | 34 41 10
3441.1250 Furnish/Install PTZ Camera | Furnish/Install PTZ Camera | 3441.1250 | Division 34 - Transportation | EA | 34 41 10
3441.1251 Install PTZ Camera | Install PTZ Camera | 3441.1251 | Division 34 - Transportation | EA | 34 41 10
3441.1252 Remove PTZ Camera | Remove PTZ Camera | 3441.1252 | Division 34 - Transportation | EA | 34 41 10
3441.1253 Swap PTZ Camera | Swap PTZ Camera | 3441.1253 | Division 34 - Transportation | EA | 34 41 10
3441.1255 Furnish/Install Communication Modem | Furnish/Install Communication Modem | 3441.1255 | Division 34 - Transportation | EA | 34 41 10
3441.1256 Install Communication Modem | Install Communication Modem | 3441.1256 | Division 34 - Transportation | EA | 34 41 10
3441.1257 Remove Communication Modem | Remove Communication Modem | 3441.1257 | Division 34 - Transportation | EA | 34 41 10
3441.1260 Furnish/Install CAT5 Ethernet Cable | Furnish/Install CAT5 Ethernet Cable | 3441.1260 | Division 34 - Transportation | LF | 34 41 10
3441.1261 Install Communication Cable | Install Communication Cable | 3441.1261 | Division 34 - Transportation | LF | 34 41 10
3441.1309 2/C 12 AWG Multi-Conductor Cable | 2/C 12 AWG Multi-Conductor Cable | 3441.1309 | Division 34 - Transportation | LF | 34 41 10
3441.1310 4/C 14 AWG Multi-Conductor Cable | 4/C 14 AWG Multi-Conductor Cable | 3441.1310 | Division 34 - Transportation | LF | 34 41 10
3441.1311 5/C 14 AWG Multi-Conductor Cable | 5/C 14 AWG Multi-Conductor Cable | 3441.1311 | Division 34 - Transportation | LF | 34 41 10
3441.1312 7/C 14 AWG Multi-Conductor Cable | 7/C 14 AWG Multi-Conductor Cable | 3441.1312 | Division 34 - Transportation | LF | 34 41 10
3441.1313 8/C 14 AWG Multi-Conductor Cable | 8/C 14 AWG Multi-Conductor Cable | 3441.1313 | Division 34 - Transportation | LF | 34 41 10
3441.1314 10/C 14 AWG Multi-Conductor Cable | 10/C 14 AWG Multi-Conductor Cable | 3441.1314 | Division 34 - Transportation | LF | 34 41 10
3441.1315 20/C 14 AWG Multi-Conductor Cable | 20/C 14 AWG Multi-Conductor Cable | 3441.1315 | Division 34 - Transportation | LF | 34 41 10
3441.1317 6/C 16 AWG Multi-Conductor Cable | 6/C 16 AWG Multi-Conductor Cable | 3441.1317 | Division 34 - Transportation | LF | 34 41 10
3441.1318 8/C 16 AWG Multi-Conductor Cable | 8/C 16 AWG Multi-Conductor Cable | 3441.1318 | Division 34 - Transportation | LF | 34 41 10
3441.1319 12/C 14 AWG Multi-Conductor Cable | 12/C 14 AWG Multi-Conductor Cable | 3441.1319 | Division 34 - Transportation | LF | 34 41 10
3441.1320 6/C 14 AWG Multi-Conductor Cable | 6/C 14 AWG Multi-Conductor Cable | 3441.1320 | Division 34 - Transportation | LF | 34 41 10
3441.1321 9/C 14 AWG Multi-Conductor Cable | 9/C 14 AWG Multi-Conductor Cable | 3441.1321 | Division 34 - Transportation | LF | 34 41 10
3441.1322 3/C 14 AWG Multi-Conductor Cable | 3/C 14 AWG Multi-Conductor Cable | 3441.1322 | Division 34 - Transportation | LF | 34 41 10
3441.1324 9/C 20 AWG Multi-Conductor Cable | 9/C 20 AWG Multi-Conductor Cable | 3441.1324 | Division 34 - Transportation | LF | 34 41 10
3441.1401 NO 4 Triplex OH insulated Elec Condr | NO 4 Triplex OH insulated Elec Condr | 3441.1401 | Division 34 - Transportation | LF | 34 41 10
3441.1402 NO 6 Duplex OH insulated Elec Condr | NO 6 Duplex OH insulated Elec Condr | 3441.1402 | Division 34 - Transportation | LF | 34 41 10
3441.1403 NO 6 Triplex OH insulated Elec Condr | NO 6 Triplex OH insulated Elec Condr | 3441.1403 | Division 34 - Transportation | LF | 34 41 10
3441.1404 NO 1 Insulated Elec Condr | NO 1 Insulated Elec Condr | 3441.1404 | Division 34 - Transportation | LF | 34 41 10
3441.1405 NO 2 Insulated Elec Condr | NO 2 Insulated Elec Condr | 3441.1405 | Division 34 - Transportation | LF | 34 41 10
3441.1406 NO 3 Insulated Elec Condr | NO 3 Insulated Elec Condr | 3441.1406 | Division 34 - Transportation | LF | 34 41 10
3441.1407 NO 4 Insulated Elec Condr | NO 4 Insulated Elec Condr | 3441.1407 | Division 34 - Transportation | LF | 34 41 10
3441.1408 NO 6 Insulated Elec Condr | NO 6 Insulated Elec Condr | 3441.1408 | Division 34 - Transportation | LF | 34 41 10
3441.1409 NO 8 Insulated Elec Condr | NO 8 Insulated Elec Condr | 3441.1409 | Division 34 - Transportation | LF | 34 41 10
3441.1410 NO 10 Insulated Elec Condr | NO 10 Insulated Elec Condr | 3441.1410 | Division 34 - Transportation | LF | 34 41 10
3441.1411 NO 12 Insulated Elec Condr | NO 12 Insulated Elec Condr | 3441.1411 | Division 34 - Transportation | LF | 34 41 10
3441.1412 NO 14 Insulated Elec Condr | NO 14 Insulated Elec Condr | 3441.1412 | Division 34 - Transportation | LF | 34 41 10
3441.1413 NO 6 Bare Elec Condr SLD | NO 6 Bare Elec Condr SLD | 3441.1413 | Division 34 - Transportation | LF | 34 41 10
3441.1414 NO 8 Bare Elec Condr | NO 8 Bare Elec Condr | 3441.1414 | Division 34 - Transportation | LF | 34 41 10
3441.1415 NO 10 Bare Elec Condr | NO 10 Bare Elec Condr | 3441.1415 | Division 34 - Transportation | LF | 34 41 10
3441.1416 NO 12 Bare Elec Condr | NO 12 Bare Elec Condr | 3441.1416 | Division 34 - Transportation | LF | 34 41 10
3441.1417 NO 14 Bare Elec Condr | NO 14 Bare Elec Condr | 3441.1417 | Division 34 - Transportation | LF | 34 41 10
3441.1430 Install Conductor Cable | Install Conductor Cable | 3441.1430 | Division 34 - Transportation | LF | 34 41 10
3441.1431 Remove Signal Cables in Pole/Mast Arm | Remove Signal Cables in Pole/Mast Arm | 3441.1431 | Division 34 - Transportation | LF | 34 41 13
3441.1432 Remove Signal Cables in Conduit | Remove Signal Cables in Conduit | 3441.1432 | Division 34 - Transportation | LF | 34 41 13
3441.1501 Furnish/Install Ground Box Type B | Furnish/Install Ground Box Type B | 3441.1501 | Division 34 - Transportation | EA | 34 41 10
3441.1502 Furnish/Install Ground Box Type B, w/Apron | Furnish/Install Ground Box Type B, w/Apron | 3441.1502 | Division 34 - Transportation | EA | 34 41 10
3441.1503 Furnish/Install Ground Box Type D, w/Apron | Furnish/Install Ground Box Type D, w/Apron | 3441.1503 | Division 34 - Transportation | EA | 34 41 10
3441.1504 Furnish/Install Ground Box Type AS (TxDOT), w/ Apron | Furnish/Install Ground Box Type AS (TxDOT), w/ Apron | 3441.1504 | Division 34 - Transportation | EA | 34 41 10
3441.1505 Furnish/Install Ground Box Type DS (TxDOT), w/ Apron | Furnish/Install Ground Box Type DS (TxDOT), w/ Apron | 3441.1505 | Division 34 - Transportation | EA | 34 41 10
3441.1506 Furnish/Install Ground Box Type D | Furnish/Install Ground Box Type D | 3441.1506 | Division 34 - Transportation | EA | 34 41 10
3441.1507 Remove Ground Box | Remove Ground Box | 3441.1507 | Division 34 - Transportation | EA | 34 41 13
3441.1601 Furnish/Install 5' Pedestrian Push Button Pole | Furnish/Install 5' Pedestrian Push Button Pole | 3441.1601 | Division 34 - Transportation | EA | 34 41 10
3441.1603 Furnish/Install 10' - 20' Ped Pole Assmbly | Furnish/Install 10' - 20' Ped Pole Assmbly | 3441.1603 | Division 34 - Transportation | EA | 34 41 10
3441.1604 Install 5' Pedestrian Push Button Pole | Install 5' Pedestrian Push Button Pole | 3441.1604 | Division 34 - Transportation | EA | 34 41 10
3441.1606 Install 10' - 20' Ped Pole Assmbly | Install 10' - 20' Ped Pole Assmbly | 3441.1606 | Division 34 - Transportation | EA | 34 41 10
3441.1611 Furnish/Install Type 41 Signal Pole | Furnish/Install Type 41 Signal Pole | 3441.1611 | Division 34 - Transportation | EA | 34 41 10
3441.1612 Furnish/Install Type 42 Signal Pole | Furnish/Install Type 42 Signal Pole | 3441.1612 | Division 34 - Transportation | EA | 34 41 10
3441.1613 Furnish/Install Type 43 Signal Pole | Furnish/Install Type 43 Signal Pole | 3441.1613 | Division 34 - Transportation | EA | 34 41 10
3441.1614 Furnish/Install Type 44 Signal Pole | Furnish/Install Type 44 Signal Pole | 3441.1614 | Division 34 - Transportation | EA | 34 41 10
3441.1615 Furnish/Install Type 45 Signal Pole | Furnish/Install Type 45 Signal Pole | 3441.1615 | Division 34 - Transportation | EA | 34 41 10
3441.1616 Furnish/Install Type 46 Signal Pole | Furnish/Install Type 46 Signal Pole | 3441.1616 | Division 34 - Transportation | EA | 34 41 10
3441.1617 Install Signal Pole (Type 41, 43, 45) | Install Signal Pole (Type 41, 43, 45) | 3441.1617 | Division 34 - Transportation | EA | 34 41 10
3441.1618 Install Signal Pole (Type 42, 44, 46) | Install Signal Pole (Type 42, 44, 46) | 3441.1618 | Division 34 - Transportation | EA | 34 41 10
3441.1623 Furnish/Install Mast Arm 16' - 36' | Furnish/Install Mast Arm 16' - 36' | 3441.1623 | Division 34 - Transportation | EA | 34 41 10
3441.1624 Furnish/Install Mast Arm 40' - 48' | Furnish/Install Mast Arm 40' - 48' | 3441.1624 | Division 34 - Transportation | EA | 34 41 10
3441.1625 Furnish/Install Mast Arm 52' - 60' | Furnish/Install Mast Arm 52' - 60' | 3441.1625 | Division 34 - Transportation | EA | 34 41 10
3441.1626 Install Mast Arm 16' - 36' | Install Mast Arm 16' - 36' | 3441.1626 | Division 34 - Transportation | EA | 34 41 10
3441.1627 Install Mast Arm 40' - 48' | Install Mast Arm 40' - 48' | 3441.1627 | Division 34 - Transportation | EA | 34 41 10
3441.1628 Install Mast Arm 52' - 60' | Install Mast Arm 52' - 60' | 3441.1628 | Division 34 - Transportation | EA | 34 41 10
3441.1629 Install Type 22B Arm | Install Type 22B Arm | 3441.1629 | Division 34 - Transportation | EA | 34 41 20
3441.1630 Install Type 25 Arm | Install Type 25 Arm | 3441.1630 | Division 34 - Transportation | EA | 34 41 20
3441.1631 Install Type 25A Arm | Install Type 25A Arm | 3441.1631 | Division 34 - Transportation | EA | 34 41 20
3441.1632 Install Type 33A Arm | Install Type 33A Arm | 3441.1632 | Division 34 - Transportation | EA | 34 41 20
3441.1633 Install Type 33B Arm | Install Type 33B Arm | 3441.1633 | Division 34 - Transportation | EA | 34 41 20
3441.1639 Install Type 23A Arm | Install Type 23A Arm | 3441.1639 | Division 34 - Transportation | EA | 34 41 20
3441.1640 Install Type 24A Arm | Install Type 24A Arm | 3441.1640 | Division 34 - Transportation | EA | 34 41 20
3441.1641 Furnish/Install Type 22B Arm | Furnish/Install Type 22B Arm | 3441.1641 | Division 34 - Transportation | EA | 34 41 20
3441.1642 Furnish/Install Type 24A Arm | Furnish/Install Type 24A Arm | 3441.1642 | Division 34 - Transportation | EA | 34 41 20
3441.1643 Furnish/Install Type 25 Arm | Furnish/Install Type 25 Arm | 3441.1643 | Division 34 - Transportation | EA | 34 41 20
3441.1644 Furnish/Install Type 25A Arm | Furnish/Install Type 25A Arm | 3441.1644 | Division 34 - Transportation | EA | 34 41 20
3441.1645 Furnish/Install Type 33A Arm | Furnish/Install Type 33A Arm | 3441.1645 | Division 34 - Transportation | EA | 34 41 20
3441.1646 Furnish/Install Type 33B Arm | Furnish/Install Type 33B Arm | 3441.1646 | Division 34 - Transportation | EA | 34 41 20
3441.1651 Furnish/Install Type 41 Decor Signal Pole | Furnish/Install Type 41 Decor Signal Pole | 3441.1651 | Division 34 - Transportation | EA | 34 41 10
3441.1652 Furnish/Install Type 42 Decor Signal Pole | Furnish/Install Type 42 Decor Signal Pole | 3441.1652 | Division 34 - Transportation | EA | 34 41 10
3441.1653 Furnish/Install Type 43 Decor Signal Pole | Furnish/Install Type 43 Decor Signal Pole | 3441.1653 | Division 34 - Transportation | EA | 34 41 10
3441.1654 Furnish/Install Type 44 Decor Signal Pole | Furnish/Install Type 44 Decor Signal Pole | 3441.1654 | Division 34 - Transportation | EA | 34 41 10
3441.1655 Furnish/Install Type 45 Decor Signal Pole | Furnish/Install Type 45 Decor Signal Pole | 3441.1655 | Division 34 - Transportation | EA | 34 41 10
3441.1656 Furnish/Install Type 46 Decor Signal Pole | Furnish/Install Type 46 Decor Signal Pole | 3441.1656 | Division 34 - Transportation | EA | 34 41 10
3441.1657 Install Type 41 Decor Signal Pole | Install Type 41 Decor Signal Pole | 3441.1657 | Division 34 - Transportation | EA | 34 41 10
3441.1658 Install Type 42 Decor Signal Pole | Install Type 42 Decor Signal Pole | 3441.1658 | Division 34 - Transportation | EA | 34 41 10
3441.1659 Install Type 43 Decor Signal Pole | Install Type 43 Decor Signal Pole | 3441.1659 | Division 34 - Transportation | EA | 34 41 10
3441.1660 Install Type 44 Decor Signal Pole | Install Type 44 Decor Signal Pole | 3441.1660 | Division 34 - Transportation | EA | 34 41 10
3441.1661 Install Type 45 Decor Signal Pole | Install Type 45 Decor Signal Pole | 3441.1661 | Division 34 - Transportation | EA | 34 41 10
3441.1662 Install Type 46 Decor Signal Pole | Install Type 46 Decor Signal Pole | 3441.1662 | Division 34 - Transportation | EA | 34 41 10
3441.1670 Furnish/Install Decor Mast Arm 16' - 36' | Furnish/Install Decor Mast Arm 16' - 36' | 3441.1670 | Division 34 - Transportation | EA | 34 41 10
3441.1671 Furnish/Install Decor Mast Arm 40' - 48' | Furnish/Install Decor Mast Arm 40' - 48' | 3441.1671 | Division 34 - Transportation | EA | 34 41 10
3441.1672 Furnish/Install Decor Mast Arm 52' - 60' | Furnish/Install Decor Mast Arm 52' - 60' | 3441.1672 | Division 34 - Transportation | EA | 34 41 10
3441.1673 Install Decor Mast Arm 16' - 36' | Install Decor Mast Arm 16' - 36' | 3441.1673 | Division 34 - Transportation | EA | 34 41 10
3441.1674 Install Decor Mast Arm 40' - 48' | Install Decor Mast Arm 40' - 48' | 3441.1674 | Division 34 - Transportation | EA | 34 41 10
3441.1675 Install Decor Mast Arm 52' - 60' | Install Decor Mast Arm 52' - 60' | 3441.1675 | Division 34 - Transportation | EA | 34 41 10
3441.1676 Furnish/Install Cantilever Arm (Metro Sign) | Furnish/Install Cantilever Arm (Metro Sign) | 3441.1676 | Division 34 - Transportation | EA | 34 41 10
3441.1677 Install Cantilever Arm (Metro Sign) | Install Cantilever Arm (Metro Sign) | 3441.1677 | Division 34 - Transportation | EA | 34 41 10
3441.1678 Furnish/Install Ground Rods | Furnish/Install Ground Rods | 3441.1678 | Division 34 - Transportation | EA | 34 41 10
3441.1679 Install Ground Rods | Install Ground Rods | 3441.1679 | Division 34 - Transportation | EA | 34 41 10
3441.1701 TY 1 Signal Foundation | TY 1 Signal Foundation | 3441.1701 | Division 34 - Transportation | EA | 34 41 10
3441.1702 TY 2 Signal Foundation | TY 2 Signal Foundation | 3441.1702 | Division 34 - Transportation | EA | 34 41 10
3441.1703 TY 3 Signal Foundation | TY 3 Signal Foundation | 3441.1703 | Division 34 - Transportation | EA | 34 41 10
3441.1704 TY 4 Signal Foundation | TY 4 Signal Foundation | 3441.1704 | Division 34 - Transportation | EA | 34 41 10
3441.1705 TY 5 Signal Foundation | TY 5 Signal Foundation | 3441.1705 | Division 34 - Transportation | EA | 34 41 10
3441.1706 Furnish/Install Signal - Screw in Base Foundation | Furnish/Install Signal - Screw in Base Foundation | 3441.1706 | Division 34 - Transportation | EA | 34 41 10
3441.1707 Install Signal - Screw In Base Foundation | Install Signal - Screw In Base Foundation | 3441.1707 | Division 34 - Transportation | EA | 34 41 10
3441.1708 Relocate Signal - Screw In Base Foundation | Relocate Signal - Screw In Base Foundation | 3441.1708 | Division 34 - Transportation | EA | 34 41 10
3441.1709 Ped Pole (10-14') Spread Footing Foundation | Ped Pole (10-14') Spread Footing Foundation | 3441.1709 | Division 34 - Transportation | EA | 34 41 10
3441.1710 Push Button Pole Spread Footing Foundation | Push Button Pole Spread Footing Foundation | 3441.1710 | Division 34 - Transportation | EA | 34 41 10
3441.1713 Signal Cabinet Foundation - 352i | Signal Cabinet Foundation - 352i | 3441.1713 | Division 34 - Transportation | EA | 34 41 10
3441.1714 Signal Cabinet Foundation - 350i | Signal Cabinet Foundation - 350i | 3441.1714 | Division 34 - Transportation | EA | 34 41 10
3441.1715 Signal Cabinet Foundation - 352i & BBU | Signal Cabinet Foundation - 352i & BBU | 3441.1715 | Division 34 - Transportation | EA | 34 41 10
3441.1716 Signal Cabinet Foundation - 350i & BBU | Signal Cabinet Foundation - 350i & BBU | 3441.1716 | Division 34 - Transportation | EA | 34 41 10
3441.1723 Install Signal Controller Cabinet, Pole MNT | Install Signal Controller Cabinet, Pole MNT | 3441.1723 | Division 34 - Transportation | EA | 34 41 10
3441.1725 Furnish/Install ATC Signal Controller | Furnish/Install ATC Signal Controller | 3441.1725 | Division 34 - Transportation | EA | 34 41 10
3441.1726 Replace ATC Signal Controller | Replace ATC Signal Controller | 3441.1726 | Division 34 - Transportation | EA | 34 41 10
3441.1727 Swap ATC Signal Controller | Swap ATC Signal Controller | 3441.1727 | Division 34 - Transportation | EA | 34 41 10
3441.1731 Rdwy Illum Foundation TY 9 | Rdwy Illum Foundation TY 9 | 3441.1731 | Division 34 - Transportation | EA | 34 41 20
3441.1732 Rdwy Illum Foundation TY 10 | Rdwy Illum Foundation TY 10 | 3441.1732 | Division 34 - Transportation | EA | 34 41 20
3441.1733 Rdwy Illum Foundation TY 11 | Rdwy Illum Foundation TY 11 | 3441.1733 | Division 34 - Transportation | EA | 34 41 20
3441.1734 Rdwy Illum Foundation TY 12 | Rdwy Illum Foundation TY 12 | 3441.1734 | Division 34 - Transportation | EA | 34 41 20
3441.1735 Rdwy Illum Foundation TY 13 | Rdwy Illum Foundation TY 13 | 3441.1735 | Division 34 - Transportation | EA | 34 41 20
3441.1736 Rdwy Illum Foundation TY 14 | Rdwy Illum Foundation TY 14 | 3441.1736 | Division 34 - Transportation | EA | 34 41 20
3441.1737 Rdwy Illum Foundation TY 15 | Rdwy Illum Foundation TY 15 | 3441.1737 | Division 34 - Transportation | EA | 34 41 20
3441.1738 Rdwy Illum Foundation TY 16 | Rdwy Illum Foundation TY 16 | 3441.1738 | Division 34 - Transportation | EA | 34 41 20
3441.1739 Rdwy Illum Foundation TY 17 | Rdwy Illum Foundation TY 17 | 3441.1739 | Division 34 - Transportation | EA | 34 41 20
3441.1740 Rdwy Illum Foundation TY 18 | Rdwy Illum Foundation TY 18 | 3441.1740 | Division 34 - Transportation | EA | 34 41 20
3441.1741 Furnish/Install 352i Controller Cabinet Assembly | Furnish/Install 352i Controller Cabinet Assembly | 3441.1741 | Division 34 - Transportation | EA | 34 41 10
3441.1742 Install 352i Controller Cabinet Assembly | Install 352i Controller Cabinet Assembly | 3441.1742 | Division 34 - Transportation | EA | 34 41 10
3441.1743 Furnish/Install 350i Controller Cabinet Assembly | Furnish/Install 350i Controller Cabinet Assembly | 3441.1743 | Division 34 - Transportation | EA | 34 41 10
3441.1744 Install 350i Controller Cabinet Assembly | Install 350i Controller Cabinet Assembly | 3441.1744 | Division 34 - Transportation | EA | 34 41 10
3441.1745 Furnish/Install 356i Controller Cabinet Assembly | Furnish/Install 356i Controller Cabinet Assembly | 3441.1745 | Division 34 - Transportation | EA | 34 41 10
3441.1749 Remove Signal Controller Cabinet Assembly | Remove Signal Controller Cabinet Assembly | 3441.1749 | Division 34 - Transportation | EA | 34 41 10
3441.1750 Install Type 41 Breakaway Transformer Base for Luminaire Poles (TB1-17)(City Furnished) | Install Type 41 Breakaway Transformer Base for Luminaire Poles (TB1-17)(City Furnished) | 3441.1750 | Division 34 - Transportation | EA | 34 41 20
3441.1751 Install Type 41B Breakaway Transformer Base for Luminaire Poles (TB3-17)(City Furnished) | Install Type 41B Breakaway Transformer Base for Luminaire Poles (TB3-17)(City Furnished) | 3441.1751 | Division 34 - Transportation | EA | 34 41 20
3441.1752 Furnish/Install Type 41 Breakaway Transformer Base for Luminaire Poles | Furnish/Install Type 41 Breakaway Transformer Base for Luminaire Poles | 3441.1752 | Division 34 - Transportation | EA | 34 41 20
3441.1753 Furnish/Install Type 41B Breakaway Transformer Base for Luminaire Poles | Furnish/Install Type 41B Breakaway Transformer Base for Luminaire Poles | 3441.1753 | Division 34 - Transportation | EA | 34 41 20
3441.1755 Furnish/Install Rdwy Illum Foundation TY 9 | Furnish/Install Rdwy Illum Foundation TY 9 | 3441.1755 | Division 34 - Transportation | EA | 34 41 20
3441.1756 Furnish/Install Rdwy Illum Foundation TY 10 | Furnish/Install Rdwy Illum Foundation TY 10 | 3441.1756 | Division 34 - Transportation | EA | 34 41 20
3441.1757 Furnish/Install Rdwy Illum Foundation TY 11 | Furnish/Install Rdwy Illum Foundation TY 11 | 3441.1757 | Division 34 - Transportation | EA | 34 41 20
3441.1758 Furnish/Install Rdwy Illum Foundation TY 12 | Furnish/Install Rdwy Illum Foundation TY 12 | 3441.1758 | Division 34 - Transportation | EA | 34 41 20
3441.1759 Furnish/Install Rdwy Illum Foundation TY 13 | Furnish/Install Rdwy Illum Foundation TY 13 | 3441.1759 | Division 34 - Transportation | EA | 34 41 20
3441.1760 Furnish/Install Rdwy Illum Foundation TY 14 | Furnish/Install Rdwy Illum Foundation TY 14 | 3441.1760 | Division 34 - Transportation | EA | 34 41 20
3441.1761 Furnish/Install Rdwy Illum Foundation TY 15 | Furnish/Install Rdwy Illum Foundation TY 15 | 3441.1761 | Division 34 - Transportation | EA | 34 41 20
3441.1762 Furnish/Install Rdwy Illum Foundation TY 16 | Furnish/Install Rdwy Illum Foundation TY 16 | 3441.1762 | Division 34 - Transportation | EA | 34 41 20
3441.1763 Furnish/Install Rdwy Illum Foundation TY 17 | Furnish/Install Rdwy Illum Foundation TY 17 | 3441.1763 | Division 34 - Transportation | EA | 34 41 20
3441.1764 Furnish/Install Rdwy Illum Foundation TY 18 | Furnish/Install Rdwy Illum Foundation TY 18 | 3441.1764 | Division 34 - Transportation | EA | 34 41 20
3441.1770 Furnish/Install Non-Metered Pole Mounted Contactor | Furnish/Install Non-Metered Pole Mounted Contactor | 3441.1770 | Division 34 - Transportation | EA | 34 41 20
3441.1771 Furnish/Install 120-240 Volt Single Phase Metered Pedestal | Furnish/Install 120-240 Volt Single Phase Metered Pedestal | 3441.1771 | Division 34 - Transportation | EA | 34 41 20
3441.1772 Furnish/Install 240-480 Volt Single Phase Transocket Metered Pedestal | Furnish/Install 240-480 Volt Single Phase Transocket Metered Pedestal | 3441.1772 | Division 34 - Transportation | EA | 34 41 20
3441.1801 Furnish/Install Advanced Warning Flasher Assmbly (AC) | Furnish/Install Advanced Warning Flasher Assmbly (AC) | 3441.1801 | Division 34 - Transportation | EA | 34 41 10
3441.1802 Furnish/Install Advanced Warning Flasher Assmbly (Solar) | Furnish/Install Advanced Warning Flasher Assmbly (Solar) | 3441.1802 | Division 34 - Transportation | EA | 34 41 10
3441.1806 Furnish/Install Roadside Flashing Beacon Assembly (AC) | Furnish/Install Roadside Flashing Beacon Assembly (AC) | 3441.1806 | Division 34 - Transportation | EA | 34 41 10
3441.1807 Furnish/Install Roadside Flashing Beacon Assembly (Solar) | Furnish/Install Roadside Flashing Beacon Assembly (Solar) | 3441.1807 | Division 34 - Transportation | EA | 34 41 10
3441.1811 Relocate Roadside Flashing Beacon Assembly (AC) | Relocate Roadside Flashing Beacon Assembly (AC) | 3441.1811 | Division 34 - Transportation | EA | 34 41 10
3441.1812 Relocate Roadside Flashing Beacon Assembly (Solar) | Relocate Roadside Flashing Beacon Assembly (Solar) | 3441.1812 | Division 34 - Transportation | EA | 34 41 10
3441.1821 Remove Roadside Flashing Beacon Assembly (AC) | Remove Roadside Flashing Beacon Assembly (AC) | 3441.1821 | Division 34 - Transportation | EA | 34 41 10
3441.1822 Remove Roadside Flashing Beacon Assembly (Solar) | Remove Roadside Flashing Beacon Assembly (Solar) | 3441.1822 | Division 34 - Transportation | EA | 34 41 10
3441.1830 Remove Roadside Flashing Beacon Assmbly (Solar) | Remove Roadside Flashing Beacon Assmbly (Solar) | 3441.1830 | Division 34 - Transportation | EA | 34 41 10
3441.1831 Furnish/Install School Zone Flasher Assembly (Solar) | Furnish/Install School Zone Flasher Assembly (Solar) | 3441.1831 | Division 34 - Transportation | EA | 34 41 10
3441.1832 Relocate School Zone Flashing Assembly (AC) | Relocate School Zone Flashing Assembly (AC) | 3441.1832 | Division 34 - Transportation | EA | 34 41 10
3441.1833 Relocate School Zone Flashing Assembly (Solar) | Relocate School Zone Flashing Assembly (Solar) | 3441.1833 | Division 34 - Transportation | EA | 34 41 10
3441.1834 Remove School Zone Flashing Assembly (AC) | Remove School Zone Flashing Assembly (AC) | 3441.1834 | Division 34 - Transportation | EA | 34 41 10
3441.1835 Remove School Zone Flashing Assembly (Solar) | Remove School Zone Flashing Assembly (Solar) | 3441.1835 | Division 34 - Transportation | EA | 34 41 10
3441.1840 Furnish/Install RRFB Assembly Single Sided (AC) | Furnish/Install RRFB Assembly Single Sided (AC) | 3441.1840 | Division 34 - Transportation | EA | 34 41 10
3441.1841 Furnish/Install RRFB Assembly Single Sided (Solar) | Furnish/Install RRFB Assembly Single Sided (Solar) | 3441.1841 | Division 34 - Transportation | EA | 34 41 10
3441.1842 Furnish/Install RRFB Assembly Double Sided (AC) | Furnish/Install RRFB Assembly Double Sided (AC) | 3441.1842 | Division 34 - Transportation | EA | 34 41 10
3441.1843 Furnish/Install RRFB Assembly Double Sided (Solar) | Furnish/Install RRFB Assembly Double Sided (Solar) | 3441.1843 | Division 34 - Transportation | EA | 34 41 10
3441.1844 Relocate RRFB Assembly Single Sided (AC) | Relocate RRFB Assembly Single Sided (AC) | 3441.1844 | Division 34 - Transportation | EA | 34 41 10
3441.1845 Relocate RRFB Assembly Single Sided (Solar) | Relocate RRFB Assembly Single Sided (Solar) | 3441.1845 | Division 34 - Transportation | EA | 34 41 10
3441.1846 Relocate RRFB Assembly Double Sided (AC) | Relocate RRFB Assembly Double Sided (AC) | 3441.1846 | Division 34 - Transportation | EA | 34 41 10
3441.1847 Relocate RRFB Assembly Double Sided (Solar) | Relocate RRFB Assembly Double Sided (Solar) | 3441.1847 | Division 34 - Transportation | EA | 34 41 10
3441.1848 Remove RRFB Assembly Single Sided (AC) | Remove RRFB Assembly Single Sided (AC) | 3441.1848 | Division 34 - Transportation | EA | 34 41 10
3441.1849 Remove RRFB Assembly Single Sided (Solar) | Remove RRFB Assembly Single Sided (Solar) | 3441.1849 | Division 34 - Transportation | EA | 34 41 10
3441.1850 Remove RRFB Assembly Double Sided (AC) | Remove RRFB Assembly Double Sided (AC) | 3441.1850 | Division 34 - Transportation | EA | 34 41 10
3441.1851 Remove RRFB Assembly Double Sided (Solar) | Remove RRFB Assembly Double Sided (Solar) | 3441.1851 | Division 34 - Transportation | EA | 34 41 10
3441.1910 Paint Sig Mast Arm 16' - 36' | Paint Sig Mast Arm 16' - 36' | 3441.1910 | Division 34 - Transportation | EA | 34 41 10
3441.1911 Paint Sig Mast Arm 40' - 48' | Paint Sig Mast Arm 40' - 48' | 3441.1911 | Division 34 - Transportation | EA | 34 41 10
3441.1912 Paint Sig Mast Arm 52' - 65' | Paint Sig Mast Arm 52' - 65' | 3441.1912 | Division 34 - Transportation | EA | 34 41 10
3441.1913 Paint Ped Pushbutton Pole | Paint Ped Pushbutton Pole | 3441.1913 | Division 34 - Transportation | EA | 34 41 10
3441.1914 Paint Ped Pole (10'-20') | Paint Ped Pole (10'-20') | 3441.1914 | Division 34 - Transportation | EA | 34 41 10
3441.1915 Paint Sig Pole (Type 41, 43, 45) | Paint Sig Pole (Type 41, 43, 45) | 3441.1915 | Division 34 - Transportation | EA | 34 41 10
3441.1916 Paint Sig Pole (Type 42, 44, 46) | Paint Sig Pole (Type 42, 44, 46) | 3441.1916 | Division 34 - Transportation | EA | 34 41 10
3441.2001 Dispose/Salvage Traffic Signal | Dispose/Salvage Traffic Signal | 3441.2001 | Division 34 - Transportation | EA | 34 41 13
3441.2002 Dispose/Salvage of Pole and Mast Arm Assembly | Dispose/Salvage of Pole and Mast Arm Assembly | 3441.2002 | Division 34 - Transportation | EA | 34 41 13
3441.2003 Remove Signal Pole | Remove Signal Pole | 3441.2003 | Division 34 - Transportation | EA | 34 41 13
3441.2004 Remove Signal Mast Arm | Remove Signal Mast Arm | 3441.2004 | Division 34 - Transportation | EA | 34 41 13
3441.2005 Remove Pedestal Pole | Remove Pedestal Pole | 3441.2005 | Division 34 - Transportation | EA | 34 41 13
3441.2006 Remove Cantilever Arm (Metro Sign) | Remove Cantilever Arm (Metro Sign) | 3441.2006 | Division 34 - Transportation | EA | 34 41 10
3441.2011 Remove Signal Cabinet Foundation | Remove Signal Cabinet Foundation | 3441.2011 | Division 34 - Transportation | EA | 34 41 13
3441.3001 Rdwy Illum Assmbly TY 1,4, and 6 | Rdwy Illum Assmbly TY 1,4, and 6 | 3441.3001 | Division 34 - Transportation | EA | 34 41 20
3441.3002 Rdwy Illum Assmbly TY 8,11,D-25, and D-30 | Rdwy Illum Assmbly TY 8,11,D-25, and D-30 | 3441.3002 | Division 34 - Transportation | EA | 34 41 20
3441.3003 Rdwy Illum Assmbly TY 18,18A,19, and D-40 | Rdwy Illum Assmbly TY 18,18A,19, and D-40 | 3441.3003 | Division 34 - Transportation | EA | 34 41 20
3441.3004 Rdwy Illum Assmbly Special | Rdwy Illum Assmbly Special | 3441.3004 | Division 34 - Transportation | EA | 34 41 20
3441.3011 Span Wire 3/16" | Span Wire 3/16" | 3441.3011 | Division 34 - Transportation | LF | 34 41 11
3441.3012 Span Wire 1/4" | Span Wire 1/4" | 3441.3012 | Division 34 - Transportation | LF | 34 41 11
3441.3013 Span Wire 5/16" | Span Wire 5/16" | 3441.3013 | Division 34 - Transportation | LF | 34 41 11
3441.3014 Span Wire 3/8" | Span Wire 3/8" | 3441.3014 | Division 34 - Transportation | LF | 34 41 11
3441.3021 Ornamental Assmbly, Simple | Ornamental Assmbly, Simple | 3441.3021 | Division 34 - Transportation | EA | 34 41 20
3441.3022 Ornamental Assmbly, Complex | Ornamental Assmbly, Complex | 3441.3022 | Division 34 - Transportation | EA | 34 41 20
3441.3025 Furnish/Install Berry Pole and Luminaire | Furnish/Install Berry Pole and Luminaire | 3441.3025 | Division 34 - Transportation | EA | 34 41 20
3441.3026 Furnish/Install City Hall Pole and Luminaire | Furnish/Install City Hall Pole and Luminaire | 3441.3026 | Division 34 - Transportation | EA | 34 41 20
3441.3027 Furnish/Install Monterra Pole and Luminaire | Furnish/Install Monterra Pole and Luminaire | 3441.3027 | Division 34 - Transportation | EA | 34 41 20
3441.3028 Furnish/Install Oleander Pole and Luminaire | Furnish/Install Oleander Pole and Luminaire | 3441.3028 | Division 34 - Transportation | EA | 34 41 20
3441.3029 Furnish/Install Terrell Heights Luminaire | Furnish/Install Terrell Heights Luminaire | 3441.3029 | Division 34 - Transportation | EA | 34 41 20
3441.3035 Furnish/Install Utility Washington Postlite Series Luminaire Full Cutoff LED and Pole | Furnish/Install Utility Washington Postlite Series Luminaire Full Cutoff LED and Pole | 3441.3035 | Division 34 - Transportation | EA | 34 41 20
3441.3036 Furnish/Install Utility Arlington LED Series Luminaire and Pole Full Cutoff LED and Pole | Furnish/Install Utility Arlington LED Series Luminaire and Pole Full Cutoff LED and Pole | 3441.3036 | Division 34 - Transportation | EA | 34 41 20
3441.3037 Furnish/Install 10' - 14' Washington Standard Light Pole & Fixture LED | Furnish/Install 10' - 14' Washington Standard Light Pole & Fixture LED | 3441.3037 | Division 34 - Transportation | EA | 34 41 20
3441.3050 Furnish/Install LED Lighting Fixture (70 watt ATBO Cobra Head) | Furnish/Install LED Lighting Fixture (70 watt ATBO Cobra Head) | 3441.3050 | Division 34 - Transportation | EA | 34 41 20
3441.3051 Furnish/Install LED Lighting Fixture (137 watt ATB2 Cobra Head) | Furnish/Install LED Lighting Fixture (137 watt ATB2 Cobra Head) | 3441.3051 | Division 34 - Transportation | EA | 34 41 20
3441.3052 Furnish/Install LED Lighting Fixture (187 watt ATB2 Cobra Head) | Furnish/Install LED Lighting Fixture (187 watt ATB2 Cobra Head) | 3441.3052 | Division 34 - Transportation | EA | 34 41 20
3441.3053 Furnish/Install HID Lighting Fixture Washington Standard (HID Head Only) | Furnish/Install HID Lighting Fixture Washington Standard (HID Head Only) | 3441.3053 | Division 34 - Transportation | EA | 34 41 20
3441.3054 Furnish/Install LED Lighting Fixture Washington Standard (LED Head Only) | Furnish/Install LED Lighting Fixture Washington Standard (LED Head Only) | 3441.3054 | Division 34 - Transportation | EA | 34 41 20
3441.3101 100W HPS PC Lighting Fixture | 100W HPS PC Lighting Fixture | 3441.3101 | Division 34 - Transportation | EA | 34 41 20
3441.3102 200W HPS PC Lighting Fixture | 200W HPS PC Lighting Fixture | 3441.3102 | Division 34 - Transportation | EA | 34 41 20
3441.3103 100W MH PC Lighting Fixture | 100W MH PC Lighting Fixture | 3441.3103 | Division 34 - Transportation | EA | 34 41 20
3441.3104 150W MH PC Lighting Fixture | 150W MH PC Lighting Fixture | 3441.3104 | Division 34 - Transportation | EA | 34 41 20
3441.3110 Install Lighting Fixture | Install Lighting Fixture | 3441.3110 | Division 34 - Transportation | EA | 34 41 20
3441.3201 LED Lighting Fixture | LED Lighting Fixture | 3441.3201 | Division 34 - Transportation | EA | 34 41 20
3441.3301 Rdwy Illum Foundation TY 1,2, and 4 | Rdwy Illum Foundation TY 1,2, and 4 | 3441.3301 | Division 34 - Transportation | EA | 34 41 20
3441.3302 Rdwy Illum Foundation TY 3,5,6, and 8 | Rdwy Illum Foundation TY 3,5,6, and 8 | 3441.3302 | Division 34 - Transportation | EA | 34 41 20
3441.3303 Rdwy Illum Foundation TY 7 | Rdwy Illum Foundation TY 7 | 3441.3303 | Division 34 - Transportation | EA | 34 41 20
3441.3311 Contact Enclosure, Pole Mount | Contact Enclosure, Pole Mount | 3441.3311 | Division 34 - Transportation | EA | 34 41 20
3441.3312 Contact Enclosure, Pad Mount | Contact Enclosure, Pad Mount | 3441.3312 | Division 34 - Transportation | EA | 34 41 20
3441.3321 Furnish/Install 40' Wood Light Pole | Furnish/Install 40' Wood Light Pole | 3441.3321 | Division 34 - Transportation | EA | 34 41 20
3441.3323 Furnish/Install 8' Wood Light Pole Arm | Furnish/Install 8' Wood Light Pole Arm | 3441.3323 | Division 34 - Transportation | EA | 34 41 20
3441.3331 30' Timber Pole CL 2 | 30' Timber Pole CL 2 | 3441.3331 | Division 34 - Transportation | EA | 34 41 11
3441.3332 35' Timber Pole CL 2 | 35' Timber Pole CL 2 | 3441.3332 | Division 34 - Transportation | EA | 34 41 11
3441.3333 40' Timber Pole CL 2 | 40' Timber Pole CL 2 | 3441.3333 | Division 34 - Transportation | EA | 34 41 11
3441.3334 50' Timber Pole CL 2 | 50' Timber Pole CL 2 | 3441.3334 | Division 34 - Transportation | EA | 34 41 11
3441.3335 Install 35' Wood Light Pole | Install 35' Wood Light Pole | 3441.3335 | Division 34 - Transportation | EA | 34 41 20
3441.3336 Install 30' Wood Light Pole | Install 30' Wood Light Pole | 3441.3336 | Division 34 - Transportation | EA | 34 41 20
3441.3337 Furnish/Install 35' Wood Light Pole | Furnish/Install 35' Wood Light Pole | 3441.3337 | Division 34 - Transportation | EA | 34 41 20
3441.3338 Furnish/Install 30' Wood Light Pole | Furnish/Install 30' Wood Light Pole | 3441.3338 | Division 34 - Transportation | EA | 34 41 20
3441.3340 Rdwy Illum TY 8 Pole | Rdwy Illum TY 8 Pole | 3441.3340 | Division 34 - Transportation | EA | 34 41 20
3441.3341 Rdwy Illum TY 11 Pole | Rdwy Illum TY 11 Pole | 3441.3341 | Division 34 - Transportation | EA | 34 41 20
3441.3342 Rdwy Illum TY 18 Pole | Rdwy Illum TY 18 Pole | 3441.3342 | Division 34 - Transportation | EA | 34 41 20
3441.3343 Rdwy Illum TY 18A Pole | Rdwy Illum TY 18A Pole | 3441.3343 | Division 34 - Transportation | EA | 34 41 20
3441.3344 Rdwy Illum TY 19 Pole | Rdwy Illum TY 19 Pole | 3441.3344 | Division 34 - Transportation | EA | 34 41 20
3441.3345 Rdwy Illum TY D-25-6 Pole | Rdwy Illum TY D-25-6 Pole | 3441.3345 | Division 34 - Transportation | EA | 34 41 20
3441.3346 Rdwy Illum TY D-30-6 Pole | Rdwy Illum TY D-30-6 Pole | 3441.3346 | Division 34 - Transportation | EA | 34 41 20
3441.3347 Rdwy Illum TY D-40-9 Pole | Rdwy Illum TY D-40-9 Pole | 3441.3347 | Division 34 - Transportation | EA | 34 41 20
3441.3348 Rdwy Illum TY D-40-9T Pole | Rdwy Illum TY D-40-9T Pole | 3441.3348 | Division 34 - Transportation | EA | 34 41 20
3441.3350 Furnish/Install Rdway Illum TY 8 Pole | Furnish/Install Rdway Illum TY 8 Pole | 3441.3350 | Division 34 - Transportation | EA | 34 41 20
3441.3351 Furnish/Install Rdway Illum TY 11 Pole | Furnish/Install Rdway Illum TY 11 Pole | 3441.3351 | Division 34 - Transportation | EA | 34 41 20
3441.3352 Furnish/Install Rdway Illum TY 18 Pole | Furnish/Install Rdway Illum TY 18 Pole | 3441.3352 | Division 34 - Transportation | EA | 34 41 20
3441.3353 Furnish/Install Rdway Illum TY 18A Pole | Furnish/Install Rdway Illum TY 18A Pole | 3441.3353 | Division 34 - Transportation | EA | 34 41 20
3441.3354 Furnish/Install Rdway Illum TY 19 Pole | Furnish/Install Rdway Illum TY 19 Pole | 3441.3354 | Division 34 - Transportation | EA | 34 41 20
3441.3355 Furnish/Install Rdway Illum TY D-25-6 Pole | Furnish/Install Rdway Illum TY D-25-6 Pole | 3441.3355 | Division 34 - Transportation | EA | 34 41 20
3441.3356 Furnish/Install Rdway Illum TY D-30-6 Pole | Furnish/Install Rdway Illum TY D-30-6 Pole | 3441.3356 | Division 34 - Transportation | EA | 34 41 20
3441.3357 Furnish/Install Rdway Illum TY D-40-9 Pole | Furnish/Install Rdway Illum TY D-40-9 Pole | 3441.3357 | Division 34 - Transportation | EA | 34 41 20
3441.3358 Furnish/Install Rdway Illum TY D-40-9T Pole | Furnish/Install Rdway Illum TY D-40-9T Pole | 3441.3358 | Division 34 - Transportation | EA | 34 41 20
3441.3401 6-6-6 Triplex Alum Elec Conductor | 6-6-6 Triplex Alum Elec Conductor | 3441.3401 | Division 34 - Transportation | LF | 34 41 20
3441.3402 1/0-1/0-2 Triplex Alum Elec Conductor | 1/0-1/0-2 Triplex Alum Elec Conductor | 3441.3402 | Division 34 - Transportation | LF | 34 41 20
3441.3403 250-250-3/0 Triplex Alum Elec Conductor | 250-250-3/0 Triplex Alum Elec Conductor | 3441.3403 | Division 34 - Transportation | LF | 34 41 20
3441.3404 2-2-2-4 Quadplex Alum Elec Conductor | 2-2-2-4 Quadplex Alum Elec Conductor | 3441.3404 | Division 34 - Transportation | LF | 34 41 20
3441.3405 1/0-1/0-1/0-2 Quadplex Alum Elec Conductor | 1/0-1/0-1/0-2 Quadplex Alum Elec Conductor | 3441.3405 | Division 34 - Transportation | LF | 34 41 20
3441.3411 Reconnect Conductor | Reconnect Conductor | 3441.3411 | Division 34 - Transportation | EA | 34 41 20
3441.3501 Salvage Street Light Pole | Salvage Street Light Pole | 3441.3501 | Division 34 - Transportation | EA | 34 41 20
3441.3502 Relocate Street Light Pole | Relocate Street Light Pole | 3441.3502 | Division 34 - Transportation | EA | 34 41 20
3441.4001 Furnish/Install Alum Sign Mast Arm Mount | Furnish/Install Alum Sign Mast Arm Mount | 3441.4001 | Division 34 - Transportation | EA | 34 41 30
3441.4002 Furnish/Install Alum Sign Ground Mount TxDOT Std. | Furnish/Install Alum Sign Ground Mount TxDOT Std. | 3441.4002 | Division 34 - Transportation | EA | 34 41 30
3441.4003 Furnish/Install Alum Sign Ground Mount City Std. | Furnish/Install Alum Sign Ground Mount City Std. | 3441.4003 | Division 34 - Transportation | EA | 34 41 30
3441.4004 Furnish/Install Alum Sign Ex. Pole Mount | Furnish/Install Alum Sign Ex. Pole Mount | 3441.4004 | Division 34 - Transportation | EA | 34 41 30
3441.4005 Install Alum Sign Mast Arm Mount | Install Alum Sign Mast Arm Mount | 3441.4005 | Division 34 - Transportation | EA | 34 41 30
3441.4006 Install Alum Sign Ground Mount | Install Alum Sign Ground Mount | 3441.4006 | Division 34 - Transportation | EA | 34 41 30
3441.4007 Install Alum Sign Ex Pole Mount | Install Alum Sign Ex Pole Mount | 3441.4007 | Division 34 - Transportation | EA | 34 41 30
3441.4108 Remove Sign Panel and Post | Remove Sign Panel and Post | 3441.4108 | Division 34 - Transportation | EA | 34 41 30
3441.4109 Remove Sign Panel | Remove Sign Panel | 3441.4109 | Division 34 - Transportation | EA | 34 41 30
3441.4110 Remove and Reinstall Sign Panel and Post | Remove and Reinstall Sign Panel and Post | 3441.4110 | Division 34 - Transportation | EA | 34 41 30
3441.4111 Remove Blank Out Sign | Remove Blank Out Sign | 3441.4111 | Division 34 - Transportation | EA | 34 41 13
3441.4112 Furnish/Install Railroad Blank Out Sign | Furnish/Install Railroad Blank Out Sign | 3441.4112 | Division 34 - Transportation | EA | 34 41 10
3441.4113 Install Railroad Blank Out Sign | Install Railroad Blank Out Sign | 3441.4113 | Division 34 - Transportation | EA | 34 41 10
3441.6003 Light-Photo-Cell Contact Closure Circuit Control Pad Mnt | Light-Photo-Cell Contact Closure Circuit Control Pad Mnt | 3441.6003 | Division 34 - Transportation | EA | 34 41 20
3441.6004 Light-Photo-Cell Contact Closure Circuit Control Pole Mnt | Light-Photo-Cell Contact Closure Circuit Control Pole Mnt | 3441.6004 | Division 34 - Transportation | EA | 34 41 20
3441.7001 2 PAIR SMFO Cable | 2 PAIR SMFO Cable | 3441.7001 | Division 34 - Transportation | LF | 34 41 50
3441.7002 12 PAIR SMFO Cable | 12 PAIR SMFO Cable | 3441.7002 | Division 34 - Transportation | LF | 34 41 50
3441.7003 24 PAIR SMFO Cable | 24 PAIR SMFO Cable | 3441.7003 | Division 34 - Transportation | LF | 34 41 50
3441.7004 48 PAIR SMFO Cable | 48 PAIR SMFO Cable | 3441.7004 | Division 34 - Transportation | LF | 34 41 50
3441.7005 96 PAIR SMFO Cable | 96 PAIR SMFO Cable | 3441.7005 | Division 34 - Transportation | LF | 34 41 50
3441.7006 144 PAIR SMFO Cable | 144 PAIR SMFO Cable | 3441.7006 | Division 34 - Transportation | LF | 34 41 50
3471.0001 Traffic Control | Traffic Control | 3471.0001 | Division 34 - Transportation | MO | 34 71 13
3471.0002 Portable Message Sign | Portable Message Sign | 3471.0002 | Division 34 - Transportation | WK | 34 71 13
3471.0003 Traffic Control Details | Traffic Control Details | 3471.0003 | Division 34 - Transportation | EA | 34 71 13
3471.0010 City Streets / Residential Streets Closure | City Streets / Residential Streets Closure | 3471.0010 | Division 34 - Transportation | MO | 34 71 13
3471.0020 Single Lane or Shoulder Closure, Weekday, per Mile | Single Lane or Shoulder Closure, Weekday, per Mile | 3471.0020 | Division 34 - Transportation | DA | 34 71 13
3471.0021 Single Lane or Shoulder Closure, Night/Weekend, per Mile | Single Lane or Shoulder Closure, Night/Weekend, per Mile | 3471.0021 | Division 34 - Transportation | DA | 34 71 13
3471.0030 Double Lane Closure, Weekday, per Mile | Double Lane Closure, Weekday, per Mile | 3471.0030 | Division 34 - Transportation | DA | 34 71 13
3471.0031 Double Lane Closure, Night/Weekend, per Mile | Double Lane Closure, Night/Weekend, per Mile | 3471.0031 | Division 34 - Transportation | DA | 34 71 13
3471.0040 Single Ramp Closure, Weekday, per Mile | Single Ramp Closure, Weekday, per Mile | 3471.0040 | Division 34 - Transportation | DA | 34 71 13
3471.0041 Single Ramp Closure, Night/Weekend, per Mile | Single Ramp Closure, Night/Weekend, per Mile | 3471.0041 | Division 34 - Transportation | DA | 34 71 13
3471.0050 Double Ramp Closure with Detour, Weekday, per Mile | Double Ramp Closure with Detour, Weekday, per Mile | 3471.0050 | Division 34 - Transportation | DA | 34 71 13
3471.0051 Double Ramp Closure with Detour, Night/Weekend, per Mile | Double Ramp Closure with Detour, Night/Weekend, per Mile | 3471.0051 | Division 34 - Transportation | DA | 34 71 13
3471.0060 Full Highway Closure, Weekday, per Mile | Full Highway Closure, Weekday, per Mile | 3471.0060 | Division 34 - Transportation | DA | 34 71 13
3471.0061 Full Highway Closure, Night/Weekend, per Mile | Full Highway Closure, Night/Weekend, per Mile | 3471.0061 | Division 34 - Transportation | DA | 34 71 13
9999.0000 Non-Standard Item | Non-Standard Item | 9999.0000 | Non-Standard Items | NS | 00 00 00

## List Creator (hidden)
Division_01_General_Requirements | Division_02_Existing_Conditions | Division_03_Concrete | Division_26_Electrical | Division_31_Earthwork | Division_32_Exterior_Improvements | Division_33_Utilities | Division_34_Transportation | Non_Standard_Items | Category
Railroad Coordination | As-Built Survey | Concrete Encase Sewer Pipe | Electrical Facilities | Site Clearing | 4' Wide Asphalt Pvmt Repair, Residential | Pre-CCTV Inspection | Furnish/Install 3-Sect Signal Head Assembly | Non-Standard Item (please write in Description) | Division_01_General_Requirements | #VALUE! | Password | CFW2025
Railroad Flagmen | Abandon Cathodic Test Station |  | Furnish/Install Elec Serv Pedestal | 6"-12" Tree Removal | 5' Wide Asphalt Pvmt Repair, Residential | Post-CCTV Inspection | Furnish/Install 4-Sect Signal Head Assembly |  | Division_02_Existing_Conditions
Mobilization | Remove Sidewalk |  | Install Elec Serv Pedestal | 12"-18" Tree Removal | 6' Wide Asphalt Pvmt Repair, Residential | Final-CCTV Inspection | Furnish/Install 5-Sect Signal Head Assembly |  | Division_03_Concrete
Specified Remobilization | Remove Step |  | Remove Elec Serv Pedestal | 18"-24" Tree Removal | 7' Wide Asphalt Pvmt Repair, Residential | Final MH-CCTV Inspection | Relocate Signal Head Assembly |  | Division_26_Electrical
Work Order Mobilization (Misc Only) | Remove ADA Ramp |  | Furnish/Install Elec Serv Pole Mnt | 24" and Larger Tree Removal | 8' Wide Asphalt Pvmt Repair, Residential | Pre-CCTV Inspection of Storm Drain | Furnish/Install 1-Section Signal Head Assembly |  | Division_31_Earthwork
Work Order Emergency Mobilization (Misc Only) | Remove Detectable Warning Surface |  | Install Elec Serv Pole Mnt | Remove and Transplant 2" Tree | 9' Wide Asphalt Pvmt Repair, Residential | Post-CCTV Inspection of Storm Drain | Replace 3-Sect Signal Head Assembly |  | Division_32_Exterior_Improvements
Construction Staking | Remove Concrete Drive |  | Remove Elec Serv Pole Mnt | Remove and Transplant 3" Tree | 10' Wide Asphalt Pvmt Repair, Residential | Condition Assessment CCTV Inspection of Storm Drain | Replace 4-Sect Signal Head Assembly |  | Division_33_Utilities
| Remove Asphalt Drive |  | Salvage Electrical Equipment | Remove and Transplant 4" Tree | 4' Wide Asphalt Pvmt Repair, Arterial | Manhole Vacuum Testing | Replace 5-Sect Signal Head Assembly |  | Division_34_Transportation
| Remove Brick Drive |  | Conduit Box | Remove and Transplant 5" Tree | 5' Wide Asphalt Pvmt Repair, Arterial | Bypass Pumping | Install Signal Head Assembly |  | Non_Standard_Items
| Remove Fence |  | 1 1/4" CONDT PVC SCH 80 (T) | Remove and Transplant 6" Tree | 6' Wide Asphalt Pvmt Repair, Arterial | Joint Bonding & Electrical Isolation | Remove Signal Head Assembly
| Remove Guardrail |  | 1 1/4" CONDT PVC SCH 80 (B) | Site Clearing | 7' Wide Asphalt Pvmt Repair, Arterial | Cathodic Protection | Retrofit Signal Head Len Insert
| Remove Wall <4' |  | 1 1/4" CONDT RM (T) | Site Clearing | 8' Wide Asphalt Pvmt Repair, Arterial | Temporary Water Services | Furnish/Install Ped Signal Head Assmbly
| Remove Mailbox |  | 1 1/4" CONDT RM (Riser) | Unclassified Excavation by Plan | 9' Wide Asphalt Pvmt Repair, Arterial | 2" Temporary Water Services (Misc Only) | Retrofit Ped Head Insert
| Remove Multiple User Mailbox |  | 1 1/4" CONDT PVC SCH 80 For Riser w/Hardware and Conductor | Unclassified Excavation by Survey | 10' Wide Asphalt Pvmt Repair, Arterial | Clean Storm Pipe Ahead of Condition Assessment - 24" Diameter and Under | Replace Ped Signal Head Assembly
| Relocate Mailbox - Traditional |  | 1 1/2" CONDT PVC SCH 80 (T) | Borrow by Plan | 4' Wide Asphalt Pvmt Repair, Industrial | Clean Storm Pipe Ahead of Condition Assessment - 27 - 54 Inch Diameters | Install Ped Signal Head Assembly
| Relocate Mailbox - Brick |  | 1 1/2" CONDT PVC SCH 80 (B) | Borrow by Survey | 5' Wide Asphalt Pvmt Repair, Industrial | Clean Storm Pipe Ahead of Condition Assessment - 57" Diamter and Over | Remove Ped Signal Head Assembly
| Remove and Replace Mailbox - Traditional |  | 1 1/2" CONDT PVC SCH 80, Bore | Borrow by Delivery | 6' Wide Asphalt Pvmt Repair, Industrial | 4" Waterline Lowering | Furnish/Install Louvers
| Remove and Replace Mailbox - Brick |  | 1 1/2" CONDT PVC SCH 80, Open Cut | Embankment by Plan | 7' Wide Asphalt Pvmt Repair, Industrial | 6" Waterline Lowering | Remove Louvers
| Remove Rip Rap |  | 2" CONDT PVC SCH 40 (T) | Embankment by Survey | 8' Wide Asphalt Pvmt Repair, Industrial | 8" Waterline Lowering | Furnish/Install Backplate w/ Refl Brdr
| Remove Misc Conc Structure |  | 2" CONDT PVC SCH 40 (B) | SWPPP ≥ 1 acre | 9' Wide Asphalt Pvmt Repair, Industrial | 10" Waterline Lowering | Replace Backplate w/ Refl Brdr
| Remove Conc Pvmt |  | 2" CONDT RM (T) | Welded Gabions | 10' Wide Asphalt Pvmt Repair, Industrial | 12" Waterline Lowering | Furnish/Install Ped Push BTN Station W/ Sign
| Water Line Grouting |  | 2" CONDT RM (Riser) | Twisted Gabions | Asphalt Pvmt Repair, Sewer Service | Fire Hydrant Stem Extension | Furnish/Install Audible Pedestrian Pushbutton Station
| Remove 4" Water Line |  | 2" CONDT PVC SCH 80 (T) | Welded Gabion Mattresses | Asphalt Pvmt Repair, Water Service | Cathodic Protection Test Station Adjustment | Install Pedestrian Pushbutton Station (Regular or Audible)
| Remove 6" Water Line |  | 2" CONDT PVC SCH 80 (B) | Twisted Gabion Mattresses | Asphalt Pvmt Repair Beyond Defined Width, Residential | Exploratory Excavation of Existing Utilities | Remove Pedestrian Pushbutton Station
| Remove 8" Water Line |  | 2" CONDT PVC SCH 80 For Riser w/Hardware and Conductor | Concrete Riprap | Asphalt Pvmt Repair Beyond Defined Width, Arterial | Ground Water Control | Furnish/Install VIVDS Detection Device
| Remove 10" Water Line |  | 2" CONDT PVC SCH 80, Open Cut | Large Stone Riprap, dry | Asphalt Pvmt Repair Beyond Defined Width, Industrial | Inlet Adjustment | Install VIVIDS Detection Device
| Remove 12" Water Line |  | 2" CONDT PVC SCH 80, Bore | Large Stone Riprap, grouted | 2" Extra Width Asphalt Pavment Repair | Manhole Adjustment, Major | Furnish/Install BBU System EXT Mounted
| Remove 16" Water Line |  | 3" CONDT PVC SCH 40 (T) | Medium Stone Riprap, dry | 3" Extra Width Asphalt Pavment Repair | Manhole Adjustment, Minor | Furnish/Install BBU System Stand Alone
| Remove 18" Water Line |  | 3" CONDT PVC SCH 40 (B) | Medium Stone Riprap, grouted | 4" Extra Width Asphalt Pavment Repair | Miscellaneous Structure Adjustment | Furnish/Install BBU System Internal
| Remove 20" Water Line |  | 3" CONDT RM (T) | Medium Stone Riprap, mortared | Temporary Asphalt Paving Repair | Trench Safety | Install BBU System EXT Mounted
| Remove 24" Water Line |  | 3" CONDT RM (Riser) | Block Riprap, dry | Conc Pvmt Repair, Residential | Utility Markers | Install BBU System Stand Alone
| Remove 30" Water Line |  | 3" CONDT PVC SCH 80 (T) | Block Riprap, grouted | Conc Pvmt Repair, Arterial/Industrial | Valve Box Adjustment | Install BBU System Internal
| Remove 36" Water Line |  | 3" CONDT PVC SCH 80 (B) | Slab Riprap | Conc Pvmt Repair, HES, Residential | Concrete Collar for Manhole | Furnish/Install Hybrid Detection Device
| Remove 42" Water Line |  | 3" CONDT PVC SCH 80, Open Cut | Special Riprap | Conc Pvmt Repair, HES, Arterial/Industrial | Trench Water Stops | Install Hybrid Detection Device
| Remove 48" Water Line |  | 3" CONDT PVC SCH 80, Bore |  | 4" Flexible Base, Type A, GR-1 | Manhole Adjustment, Major w/ Cover | Furnish/Install Fish-Eye Detection System
| Remove 54" Water Line |  | 4" CONDT PVC SCH 40 (T) |  | 6" Flexible Base, Type A, GR-1 | Vacuum Excavation | Install Fish-Eye Detection System
| Remove 60" Water Line |  | 4" CONDT PVC SCH 40 (B) |  | 8" Flexible Base, Type A, GR-1 | Concrete Encasement for Utility Pipes | Furnish/Install Model 711 Preemption Detector
| Remove 66" Water Line |  | 4" CONDT PVC SCH 80 (T) |  | 10" Flexible Base, Type A, GR-1 | Concrete Collar for Valve | Furnish/Install Model 712 Preemption Detector
| Remove 72" Water Line |  | 4" CONDT PVC SCH 80 (B) |  | 12" Flexible Base, Type A, GR-1 | Meter Box Adjustment | Install Preemption Detector (All Models)
| Remove Asphalt Pvmt |  | 4" CONDT PVC SCH 80, Open Cut |  | 4" Flexible Base, Type A, GR-2 | Imported Embedment/Backfill, Ballast Stone | Furnish/Install Preemption Cable
| 16" Pressure Plug |  | Furnish/Install Conduit-Schedule 80 PVC 1-1/4 Inch for Riser with Hardware and Conductor |  | 6" Flexible Base, Type A, GR-2 | Imported Embedment/Backfill, CSS | Furnish/Install Model 722 Preemption Detector
| 18" Pressure Plug |  | Furnish/Install Conduit-Schedule 80 PVC 1-1/2 Inch Bore |  | 8" Flexible Base, Type A, GR-2 | Imported Embedment/Backfill, CLSM | Furnish/Install Radar Presence Detection Device
| 20" Pressure Plug |  | Furnish/Install Conduit-Schedule 80 PVC 1-1/2 Inch Open Cut |  | 10" Flexible Base, Type A, GR-2 | Imported Embedment/Backfill, Crushed Rock | Furnish/Install Radar Advance Detection Device
| 24" Pressure Plug |  | Furnish/Install Conduit-Schedule 80 PVC 2 Inch for Riser with Hardware and Conductor |  | 12" Flexible Base, Type A, GR-2 | Imported Embedment/Backfill, Fine Crushed Rock | Install Radar Detection Device
| 30" Pressure Plug |  | Furnish/Install Conduit-Schedule 80 PVC 2 Inch Open Cut |  | 6" Flexible Base, Type B, GR-1 | Imported Embedment/Backfill, Acceptable Backfill | Furnish/Install Radar Cable
| 36" Pressure Plug |  | Furnish/Install Conduit-Schedule 80 PVC 2 Inch Bore |  | 6" Flexible Base, Type B, GR-2 | Imported Embedment/Backfill, Select Fill | Remove Detection Device
| 42" Pressure Plug |  | Furnish/Install Conduit-Schedule 80 PVC 3 Inch Open Cut |  | 4" Flexible Base, Type D, GR-1 | 12" Casing By Open Cut | Furnish/Install PTZ Camera
| 48" Pressure Plug |  | Furnish/Install Conduit-Schedule 80 PVC 3 Inch Bore |  | 6" Flexible Base, Type D, GR-1 | 16" Casing By Open Cut | Install PTZ Camera
| 54" Pressure Plug |  | Multi-Duct Conduit |  | 8" Flexible Base, Type D, GR-1 | 20" Casing By Open Cut | Remove PTZ Camera
| 60" Pressure Plug |  |  |  | 10" Flexible Base, Type D, GR-1 | 24" Casing By Open Cut | Swap PTZ Camera
| 66" Pressure Plug |  |  |  | 12" Flexible Base, Type D, GR-1 | 30" Casing By Open Cut | Furnish/Install Communication Modem
| 72" Pressure Plug |  |  |  | 4" Flexible Base, Type D, GR-2 | 36" Casing By Open Cut | Install Communication Modem
| 4"-12" Pressure Plug |  |  |  | 6" Flexible Base, Type D, GR-2 | 42" Casing By Open Cut | Remove Communication Modem
| Remove Brick Pvmt |  |  |  | 8" Flexible Base, Type D, GR-2 | 48" Casing By Open Cut | Furnish/Install CAT5 Ethernet Cable
| 16" Water Abandonment Plug |  |  |  | 10" Flexible Base, Type D, GR-2 | 54" Casing By Open Cut | Install Communication Cable
| 18" Water Abandonment Plug |  |  |  | 12" Flexible Base, Type D, GR-2 | 60" Casing By Open Cut | 2/C 12 AWG Multi-Conductor Cable
| 20" Water Abandonment Plug |  |  |  | Hydrated Lime | 66" Casing By Open Cut | 4/C 14 AWG Multi-Conductor Cable
| 24" Water Abandonment Plug |  |  |  | Commercial Lime Slurry | 72" Casing By Open Cut | 5/C 14 AWG Multi-Conductor Cable
| 30" Water Abandonment Plug |  |  |  | Quicklime | 12" Casing By Other Than Open Cut | 7/C 14 AWG Multi-Conductor Cable
| 36" Water Abandonment Plug |  |  |  | 6" Lime Treatment | 16" Casing By Other Than Open Cut | 8/C 14 AWG Multi-Conductor Cable
| 42" Water Abandonment Plug |  |  |  | 8" Lime Treatment | 20" Casing By Other Than Open Cut | 10/C 14 AWG Multi-Conductor Cable
| 48" Water Abandonment Plug |  |  |  | 10" Lime Treatment | 24" Casing By Other Than Open Cut | 20/C 14 AWG Multi-Conductor Cable
| 54" Water Abandonment Plug |  |  |  | 12" Lime Treatment | 30" Casing By Other Than Open Cut | 6/C 16 AWG Multi-Conductor Cable
| 60" Water Abandonment Plug |  |  |  | Cement | 36" Casing By Other Than Open Cut | 8/C 16 AWG Multi-Conductor Cable
| 66" Water Abandonment Plug |  |  |  | CEMLIME™ | 42" Casing By Other Than Open Cut | 12/C 14 AWG Multi-Conductor Cable
| 72" Water Abandonment Plug |  |  |  | 6" Cement Treatment | 48" Casing By Other Than Open Cut | 6/C 14 AWG Multi-Conductor Cable
| 4"-12" Water Abandonment Plug |  |  |  | 8" Cement Treatment | 54" Casing By Other Than Open Cut | 9/C 14 AWG Multi-Conductor Cable
| Remove Conc Curb&Gutter |  |  |  | 10" Cement Treatment | 60" Casing By Other Than Open Cut | 3/C 14 AWG Multi-Conductor Cable
| Remove 4" Water Valve |  |  |  | 12" Cement Treatment | 66" Casing By Other Than Open Cut | 9/C 20 AWG Multi-Conductor Cable
| Remove 6" Water Valve |  |  |  | 2" Asphalt Pvmt Type C | 72" Casing By Other Than Open Cut | NO 4 Triplex OH insulated Elec Condr
| Remove 8" Water Valve |  |  |  | 3" Asphalt Pvmt Type C | 36" Casing/Tunnel Liner Plate By Other Than Open Cut | NO 6 Duplex OH insulated Elec Condr
| Remove 10" Water Valve |  |  |  | 4" Asphalt Pvmt Type C | 42" Casing/Tunnel Liner Plate By Other Than Open Cut | NO 6 Triplex OH insulated Elec Condr
| Remove 12" Water Valve |  |  |  | 2" Asphalt Pvmt Type D (DG-D) | 48" Casing/Tunnel Liner Plate By Other Than Open Cut | NO 1 Insulated Elec Condr
| Salvage 16" Water Valve |  |  |  | 3" Asphalt Pvmt Type D (DG-D) | 54" Casing/Tunnel Liner Plate By Other Than Open Cut | NO 2 Insulated Elec Condr
| Salvage 18" Water Valve |  |  |  | 4" Asphalt Pvmt Type D (DG-D) | 60" Casing/Tunnel Liner Plate By Other Than Open Cut | NO 3 Insulated Elec Condr
| Salvage 20" Water Valve |  |  |  | 2" Asphalt Pvmt Superpave SP-D | 66" Casing/Tunnel Liner Plate By Other Than Open Cut | NO 4 Insulated Elec Condr
| Salvage 24" Water Valve |  |  |  | 3" Asphalt Pvmt Superpave SP-D | 72" Casing/Tunnel Liner Plate By Other Than Open Cut | NO 6 Insulated Elec Condr
| Salvage 30" Water Valve |  |  |  | 4" Asphalt Pvmt Superpave SP-D | 36" Tunnel Liner Plate By Other Than Open Cut | NO 8 Insulated Elec Condr
| Salvage 36" Water Valve |  |  |  | HMAC Transition | 42" Tunnel Liner Plate By Other Than Open Cut | NO 10 Insulated Elec Condr
| Salvage 42" Water Valve |  |  |  | 2" Asphalt Pvmt Type B (DG-B) | 48" Tunnel Liner Plate By Other Than Open Cut | NO 12 Insulated Elec Condr
| Salvage 48" Water Valve |  |  |  | 3" Asphalt Pvmt Type B (DG-B) | 54" Tunnel Liner Plate By Other Than Open Cut | NO 14 Insulated Elec Condr
| Salvage 54" Water Valve |  |  |  | 4" Asphalt Base Pvmt Type B (DG-B) | 60" Tunnel Liner Plate By Other Than Open Cut | NO 6 Bare Elec Condr SLD
| Salvage 60" Water Valve |  |  |  | 2" Asphalt Pvmt Superpave SP-B | 66" Tunnel Liner Plate By Other Than Open Cut | NO 8 Bare Elec Condr
| Salvage 66" Water Valve |  |  |  | 3" Asphalt Pvmt Superpave SP-B | 72" Tunnel Liner Plate By Other Than Open Cut | NO 10 Bare Elec Condr
| Salvage 72" Water Valve |  |  |  | 4" Asphalt Pvmt Superpave SP-B | 6" Water Carrier Pipe | NO 12 Bare Elec Condr
| Remove Conc Valley Gutter |  |  |  | HMAC Pavement Level Up | 8" Water Carrier Pipe | NO 14 Bare Elec Condr
| Abandon 4" Water Valve |  |  |  | HMAC Speed Cushion | 10" Water Carrier Pipe | Install Conductor Cable
| Abandon 6" Water Valve |  |  |  | Asphalt Crack Sealant | 12" Water Carrier Pipe | Remove Signal Cables in Pole/Mast Arm
| Abandon 8" Water Valve |  |  |  | 6" Conc Pvmt | 16" Water Carrier Pipe | Remove Signal Cables in Conduit
| Abandon 10" Water Valve |  |  |  | 7" Conc Pvmt | 20" Water Carrier Pipe | Furnish/Install Ground Box Type B
| Abandon 12" Water Valve |  |  |  | 8" Conc Pvmt | 24" Water Carrier Pipe | Furnish/Install Ground Box Type B, w/Apron
| Abandon 16" Water Valve |  |  |  | 9" Conc Pvmt | 30" Water Carrier Pipe | Furnish/Install Ground Box Type D, w/Apron
| Abandon 18" Water Valve |  |  |  | 10" Conc Pvmt | 36" Water Carrier Pipe | Furnish/Install Ground Box Type AS (TxDOT), w/ Apron
| Abandon 20" Water Valve |  |  |  | 11" Conc Pvmt | 42" Water Carrier Pipe | Furnish/Install Ground Box Type DS (TxDOT), w/ Apron
| Abandon 24" Water Valve |  |  |  | 12" Conc Pvmt | 48" Water Carrier Pipe | Furnish/Install Ground Box Type D
| Abandon 30" Water Valve |  |  |  | 6" Conc Pvmt HES | 54" Water Carrier Pipe | Remove Ground Box
| Abandon 36" Water Valve |  |  |  | 7" Conc Pvmt HES | 60" Water Carrier Pipe | Furnish/Install 5' Pedestrian Push Button Pole
| Abandon 42" Water Valve |  |  |  | 8" Conc Pvmt HES | 66" Water Carrier Pipe | Furnish/Install 10' - 20' Ped Pole Assmbly
| Abandon 48" Water Valve |  |  |  | 9" Conc Pvmt HES | 72" Water Carrier Pipe | Install 5' Pedestrian Push Button Pole
| Abandon 54" Water Valve |  |  |  | 10" Conc Pvmt HES | 6" Sewer Carrier Pipe | Install 10' - 20' Ped Pole Assmbly
| Abandon 60" Water Valve |  |  |  | 11" Conc Pvmt HES | 8" Sewer Carrier Pipe | Furnish/Install Type 41 Signal Pole
| Abandon 72" Water Valve |  |  |  | 12" Conc Pvmt HES | 10" Sewer Carrier Pipe | Furnish/Install Type 42 Signal Pole
| 1" Wedge Milling |  |  |  | 4" Conc Sidewalk | 12" Sewer Carrier Pipe | Furnish/Install Type 43 Signal Pole
| 2" Wedge Milling |  |  |  | 5" Conc Sidewalk | 15" Sewer Carrier Pipe | Furnish/Install Type 44 Signal Pole
| 3" Wedge Milling |  |  |  | 6" Conc Sidewalk | 16" Sewer Carrier Pipe | Furnish/Install Type 45 Signal Pole
| 4" Wedge Milling |  |  |  | 4" Conc Sidewalk, Adjacent to Curb | 18" Sewer Carrier Pipe | Furnish/Install Type 46 Signal Pole
| 1" Surface Milling |  |  |  | 5" Conc Sidewalk, Adjacent to Curb | 20" Sewer Carrier Pipe | Install Signal Pole (Type 41, 43, 45)
| 2" Surface Milling |  |  |  | 6" Conc Sidewalk, Adjacent to Curb | 21" Sewer Carrier Pipe | Install Signal Pole (Type 42, 44, 46)
| 3" Surface Milling |  |  |  | Conc Sidewalk, Adjacent to Ret Wall | 24" Sewer Carrier Pipe | Furnish/Install Mast Arm 16' - 36'
| 4" Surface Milling |  |  |  | Conc Curb at Back of Sidewalk | 27" Sewer Carrier Pipe | Furnish/Install Mast Arm 40' - 48'
| Salvage Fire Hydrant |  |  |  | 4" Conc Sidewalk, Exposed Aggregate | 30" Sewer Carrier Pipe | Furnish/Install Mast Arm 52' - 60'
| Salvage 3/4" Water Meter |  |  |  | 5" Conc Sidewalk, Exposed Aggregate | 36" Sewer Carrier Pipe | Install Mast Arm 16' - 36'
| Salvage 1" Water Meter |  |  |  | 6" Conc Sidewalk, Exposed Aggregate | 42" Sewer Carrier Pipe | Install Mast Arm 40' - 48'
| Salvage 1 1/2" Water Meter |  |  |  | 5" Concrete Driveway | 48" Sewer Carrier Pipe | Install Mast Arm 52' - 60'
| Salvage 2" Water Meter |  |  |  | 6" Concrete Driveway | 54" Sewer Carrier Pipe | Install Type 22B Arm
| Salvage 3" Water Meter |  |  |  | 7" Concrete Driveway | 60" Sewer Carrier Pipe | Install Type 25 Arm
| Salvage 4" Water Meter |  |  |  | 8" Concrete Driveway | 66" Sewer Carrier Pipe | Install Type 25A Arm
| Salvage 6" Water Meter |  |  |  | 5" Concrete Driveway, Exposed Aggregate | 72" Sewer Carrier Pipe | Install Type 33A Arm
| Salvage 8" Water Meter |  |  |  | 6" Concrete Driveway, Exposed Aggregate | Ductile Iron Water Fittings w/ Restraint | Install Type 33B Arm
| Salvage 10" Water Meter |  |  |  | 7" Concrete Driveway, Exposed Aggregate | Steel Fittings | Install Type 23A Arm
| Butt Milling |  |  |  | 8" Concrete Driveway, Exposed Aggregate | C303 Fittings | Install Type 24A Arm
| Salvage Water Sampling Station |  |  |  | Barrier Free Ramp, Type R-1 | Hydrocarbon Resistant Gaskets | Furnish/Install Type 22B Arm
| Remove Concrete Water Vault |  |  |  | Barrier Free Ramp, Type U-1 | 4" Water Pipe | Furnish/Install Type 24A Arm
| Pavement Pulverization |  |  |  | Barrier Free Ramp, Type M-1 | 4" Water Pipe, CSS Backfill | Furnish/Install Type 25 Arm
| Remove Speed Cushion |  |  |  | Barrier Free Ramp, Type M-2 | 4" Water Pipe, Select Backfill | Furnish/Install Type 25A Arm
| Sanitary Line Grouting |  |  |  | Barrier Free Ramp, Type M-3 | 4" Water Pipe, CLSM Backfill | Furnish/Install Type 33A Arm
| Remove 4" Sewer Line |  |  |  | Barrier Free Ramp, Type P-1 | 4" DIP Water | Furnish/Install Type 33B Arm
| Remove 6" Sewer Line |  |  |  | Barrier Free Ramp, Type P-2 | 4" DIP Water, CSS Backfill | Furnish/Install Type 41 Decor Signal Pole
| Remove 8" Sewer Line |  |  |  | Barrier Free Ramp, Type C-1 | 4" DIP Water, Select Backfill | Furnish/Install Type 42 Decor Signal Pole
| Remove 10" Sewer Line |  |  |  | Barrier Free Ramp, Type C-2 | 4" DIP Water, CLSM Backfill | Furnish/Install Type 43 Decor Signal Pole
| Remove 12" Sewer Line |  |  |  | Barrier Free Ramp, Type C-3 | 4" PVC Water Pipe | Furnish/Install Type 44 Decor Signal Pole
| Remove 15" Sewer Line |  |  |  | Joint Sealant | 4" PVC Water Pipe, CSS Backfill | Furnish/Install Type 45 Decor Signal Pole
| Remove 16" Sewer Line |  |  |  | Brick Pvmt | 4" PVC Water Pipe, Select Backfill | Furnish/Install Type 46 Decor Signal Pole
| Remove 18" Sewer Line |  |  |  | Brick Pvmt Repair | 4" PVC Water Pipe, CLSM Backfill | Install Type 41 Decor Signal Pole
| Remove 20" Sewer Line |  |  |  | Brick Pvmt Repair (MISC) | 6" Water Pipe | Install Type 42 Decor Signal Pole
| Remove 21" Sewer Line |  |  |  | Brick Pvmt (City Supplied) | 6" Water Pipe, CSS Backfill | Install Type 43 Decor Signal Pole
| Remove 24" Sewer Line |  |  |  | Brick Pvmt Repair (City Supplied) | 6" Water Pipe, Select Backfill | Install Type 44 Decor Signal Pole
| Remove 27" Sewer Line |  |  |  | Brick Pvmt Repair (City Supplied) (MISC) | 6" Water Pipe, CLSM Backfill | Install Type 45 Decor Signal Pole
| Remove 30" Sewer Line |  |  |  | 6" Conc Curb and Gutter | 6" DIP Water | Install Type 46 Decor Signal Pole
| Remove 36" Sewer Line |  |  |  | 7" Conc Curb and Gutter | 6" DIP Water, CSS Backfill | Furnish/Install Decor Mast Arm 16' - 36'
| Remove 42" Sewer Line |  |  |  | Conc Laydown Curb | 6" DIP Water, Select Backfill | Furnish/Install Decor Mast Arm 40' - 48'
| Remove 48" Sewer Line |  |  |  | 7" Conc Valley Gutter, Residential | 6" DIP Water, CLSM Backfill | Furnish/Install Decor Mast Arm 52' - 60'
| Remove 54" Sewer Line |  |  |  | 11" Conc Valley Gutter, Arterial/Industrial | 6" PVC Water Pipe | Install Decor Mast Arm 16' - 36'
| Remove 60" Sewer Line |  |  |  | 6" SLD Pvmt Marking HAS (W) | 6" PVC Water Pipe, CSS Backfill | Install Decor Mast Arm 40' - 48'
| Remove 66" Sewer Line |  |  |  | 6" SLD Pvmt Marking HAS (Y) | 6" PVC Water Pipe, Select Backfill | Install Decor Mast Arm 52' - 60'
| 4" Sewer Abandonment Plug |  |  |  | 6" BRK Pvmt Marking HAS (W) | 6" PVC Water Pipe, CLSM Backfill | Furnish/Install Cantilever Arm (Metro Sign)
| 6" Sewer Abandonment Plug |  |  |  | 6" DOT Pvmt Marking HAS (W) | 8" Water Pipe | Install Cantilever Arm (Metro Sign)
| 8" Sewer Abandonment Plug |  |  |  | 6" SLD Pvmt Marking Tape (W) | 8" Water Pipe, CSS Backfill | Furnish/Install Ground Rods
| 10" Sewer Abandonment Plug |  |  |  | 6" SLD Pvmt Marking Tape (Y) | 8" Water Pipe, Select Backfill | Install Ground Rods
| 12" Sewer Abandonment Plug |  |  |  | 6" BRK Pvmt Marking HAS (Y) | 8" Water Pipe, CLSM Backfill | TY 1 Signal Foundation
| 15" Sewer Abandonment Plug |  |  |  | 6" DOT Pvmt Marking HAS (Y) | 8" DIP Water | TY 2 Signal Foundation
| 16" Sewer Abandonment Plug |  |  |  | Preformed Thermoplastic Contrast Markings – 6” SLD (W) | 8" DIP Water, CSS Backfill | TY 3 Signal Foundation
| 18" Sewer Abandonment Plug |  |  |  | Preformed Thermoplastic Contrast Markings – 6” DOT (W) | 8" DIP Water, Select Backfill | TY 4 Signal Foundation
| 20" Sewer Abandonment Plug |  |  |  | Preformed Thermoplastic Contrast Markings – 6” SLD (Y) | 8" DIP Water, CLSM Backfill | TY 5 Signal Foundation
| 21" Sewer Abandonment Plug |  |  |  | Preformed Thermoplastic Contrast Markings – 6” DOT (Y) | 8" PVC Water Pipe | Furnish/Install Signal - Screw in Base Foundation
| 24" Sewer Abandonment Plug |  |  |  | Preformed Thermoplastic Contrast Markings – 6” Dashed (W) | 8" PVC Water Pipe, CSS Backfill | Install Signal - Screw In Base Foundation
| 27" Sewer Abandonment Plug |  |  |  | Preformed Thermoplastic Contrast Markings – 6” Dashed (Y) | 8" PVC Water Pipe, Select Backfill | Relocate Signal - Screw In Base Foundation
| 30" Sewer Abandonment Plug |  |  |  | 8" SLD Pvmt Marking HAS (W) | 8" PVC Water Pipe, CLSM Backfill | Ped Pole (10-14') Spread Footing Foundation
| 36" Sewer Abandonment Plug |  |  |  | 8" SLD Pvmt Marking HAS (Y) | 10" Water Pipe | Push Button Pole Spread Footing Foundation
| 42" Sewer Abandonment Plug |  |  |  | 8" SLD Pvmt Marking Tape (W) | 10" Water Pipe, CSS Backfill | Signal Cabinet Foundation - 352i
| 48" Sewer Abandonment Plug |  |  |  | 8" SLD Pvmt Marking Tape (Y) | 10" Water Pipe, Select Backfill | Signal Cabinet Foundation - 350i
| 54" Sewer Abandonment Plug |  |  |  | 12" SLD Pvmt Marking HAE (W) | 10" Water Pipe, CLSM Backfill | Signal Cabinet Foundation - 352i & BBU
| 60" Sewer Abandonment Plug |  |  |  | 12" SLD Pvmt Marking HAE (Y) | 10" DIP Water | Signal Cabinet Foundation - 350i & BBU
| 66" Sewer Abandonment Plug |  |  |  | 12" SLD Pvmt Marking Tape (W) | 10" DIP Water, CSS Backfill | Install Signal Controller Cabinet, Pole MNT
| Remove 4' Sewer Manhole |  |  |  | 12" SLD Pvmt Marking Tape (Y) | 10" DIP Water, Select Backfill | Furnish/Install ATC Signal Controller
| Remove 5' Sewer Manhole |  |  |  | 18" SLD Pvmt Marking HAE (W) | 10" DIP Water, CLSM Backfill | Replace ATC Signal Controller
| Remove 6' Sewer Manhole |  |  |  | 18" SLD Pvmt Marking Tape (W) | 10" PVC Water Pipe | Swap ATC Signal Controller
| Remove Sewer Junction Structure |  |  |  | 18" SLD Pvmt Marking HAE (Y) | 10" PVC Water Pipe, CSS Backfill | Rdwy Illum Foundation TY 9
| Storm Line Grouting |  |  |  | 24" SLD Pvmt Marking HAE (W) | 10" PVC Water Pipe, Select Backfill | Rdwy Illum Foundation TY 10
| Remove 15" Storm Line |  |  |  | Preformed Thermoplastic Contrast Markings - 24” Crosswalk | 10" PVC Water Pipe, CLSM Backfill | Rdwy Illum Foundation TY 11
| Remove 16" Storm Line |  |  |  | Preformed Thermoplastic Contrast Marking - 24" SLD | 12" Water Pipe | Rdwy Illum Foundation TY 12
| Remove 18" Storm Line |  |  |  | Preformed Thermoplastic Contrast Markings - 24” Stop Bars | 12" Water Pipe, CSS Backfill | Rdwy Illum Foundation TY 13
| Remove 21" Storm Line |  |  |  | Lane Legend RR | 12" Water Pipe, Select Backfill | Rdwy Illum Foundation TY 14
| Remove 24" Storm Line |  |  |  | Lane Legend Arrow | 12" Water Pipe (Restrained Joints) | Rdwy Illum Foundation TY 15
| Remove 27" Storm Line |  |  |  | Lane Legend DBL Arrow | 12" Water Pipe, CSS Backfill (Restrained Joints) | Rdwy Illum Foundation TY 16
| Remove 30" Storm Line |  |  |  | Lane Legend Only | 12" Water Pipe, Select Backfill (Restrained Joints) | Rdwy Illum Foundation TY 17
| Remove 33" Storm Line |  |  |  | Lane Legend Bus Lane | 12" Water Pipe, CLSM Backfill | Rdwy Illum Foundation TY 18
| Remove 36" Storm Line |  |  |  | Lane Legend Bike | 12" Water Pipe, CLSM Backfill (Restrained Joints) | Furnish/Install 352i Controller Cabinet Assembly
| Remove 39" Storm Line |  |  |  | Lane Legend Sharrow | 12" DIP Water | Install 352i Controller Cabinet Assembly
| Remove 42" Storm Line |  |  |  | Parking Lot Legend HC | 12" DIP Water, CSS Backfill | Furnish/Install 350i Controller Cabinet Assembly
| Remove 45" Storm Line |  |  |  | Preformed Thermoplastic Contrast Markings – Legend RR | 12" DIP Water, Select Backfill | Install 350i Controller Cabinet Assembly
| Remove 48" Storm Line |  |  |  | Preformed Thermoplastic Contrast Markings – Legend Single Head Curve Arrows | 12" DIP Water (Restrained Joints) | Furnish/Install 356i Controller Cabinet Assembly
| Remove 54" Storm Line |  |  |  | Preformed Thermoplastic Contrast Markings – Legend ONLY | 12" DIP Water, CSS Backfill (Restrained Joints) | Remove Signal Controller Cabinet Assembly
| Remove 60" Storm Line |  |  |  | Preformed Thermoplastic Contrast Markings – Railroad Legend | 12" DIP Water, Select Backfill (Restrained Joints) | Install Type 41 Breakaway Transformer Base for Luminaire Poles (TB1-17)(City Furnished)
| Remove 72" Storm Line |  |  |  | Preformed Thermoplastic Contrast Markings – Legend Yield | 12" DIP Water, CLSM Backfill | Install Type 41B Breakaway Transformer Base for Luminaire Poles (TB3-17)(City Furnished)
| Remove 78" Storm Line |  |  |  | Preformed Thermoplastic Contrast Markings – Legend Double head Combo Arrows per EA | 12" DIP Water, CLSM Backfill (Restrained Joints) | Furnish/Install Type 41 Breakaway Transformer Base for Luminaire Poles
| Remove 84" Storm Line |  |  |  | Preformed Thermoplastic Contrast Markings – Legend Triple Head Curve Arrows | 12" PVC Water Pipe | Furnish/Install Type 41B Breakaway Transformer Base for Luminaire Poles
| 15" Storm Abandonment Plug |  |  |  | Preformed Thermoplastic Contrast Markings – Legend Yield Symbol | 12" PVC Water Pipe, CSS Backfill | Furnish/Install Rdwy Illum Foundation TY 9
| 18" Storm Abandonment Plug |  |  |  | Preformed Thermoplastic Contrast Markings – Legend Bike Symbol | 12" PVC Water Pipe, Select Backfill | Furnish/Install Rdwy Illum Foundation TY 10
| 21" Storm Abandonment Plug |  |  |  | Preformed Thermoplastic Contrast Markings – Legend Bike Arrow | 12" PVC Water Pipe (Restrained Joints) | Furnish/Install Rdwy Illum Foundation TY 11
| 24" Storm Abandonment Plug |  |  |  | Preformed Thermoplastic Contrast Markings – Legend Bike Sharrow | 12" PVC Water Pipe, CSS Backfill (Restrained Joints) | Furnish/Install Rdwy Illum Foundation TY 12
| 27" Storm Abandonment Plug |  |  |  | Preformed Thermoplastic Contrast Markings – Legend Bus | 12" PVC Water Pipe, Select Backfill (Restrained Joints) | Furnish/Install Rdwy Illum Foundation TY 13
| 30" Storm Abandonment Plug |  |  |  | Preformed Thermoplastic Contrast Markings – Legend Bike | 12" PVC Water Pipe, CLSM Backfill | Furnish/Install Rdwy Illum Foundation TY 14
| 33" Storm Abandonment Plug |  |  |  | Preformed Thermoplastic Contrast Markings – Legend Lane | 12" PVC Water Pipe, CLSM Backfill (Restrained Joints) | Furnish/Install Rdwy Illum Foundation TY 15
| 36" Storm Abandonment Plug |  |  |  | Preformed Thermoplastic Contrast Markings – Legend Straight Arrows | 16" Water Pipe | Furnish/Install Rdwy Illum Foundation TY 16
| 39" Storm Abandonment Plug |  |  |  | Raised Marker TY W | 16" Water Pipe, CSS Backfill | Furnish/Install Rdwy Illum Foundation TY 17
| 42" Storm Abandonment Plug |  |  |  | Raised Marker TY Y | 16" Water Pipe, Select Backfill | Furnish/Install Rdwy Illum Foundation TY 18
| 45" Storm Abandonment Plug |  |  |  | REFL Raised Marker TY II-A-A | 16" Water Pipe (Restrained Joints) | Furnish/Install Non-Metered Pole Mounted Contactor
| 48" Storm Abandonment Plug |  |  |  | REFL Raised Marker TY II-C-R | 16" Water Pipe, CSS Backfill (Restrained Joints) | Furnish/Install 120-240 Volt Single Phase Metered Pedestal
| 54" Storm Abandonment Plug |  |  |  | Raised Marker, Work Zone | 16" Water Pipe, Select Backfill (Restrained Joints) | Furnish/Install 240-480 Volt Single Phase Transocket Metered Pedestal
| 60" Storm Abandonment Plug |  |  |  | Tab Marker TY W | 16" Water Pipe, CLSM Backfill | Furnish/Install Advanced Warning Flasher Assmbly (AC)
| 66" Storm Abandonment Plug |  |  |  | Tab Marker TY Y | 16" Water Pipe, CLSM Backfill (Restrained Joints) | Furnish/Install Advanced Warning Flasher Assmbly (Solar)
| 72" Storm Abandonment Plug |  |  |  | Fire Lane Marking | 16" DIP Water | Furnish/Install Roadside Flashing Beacon Assembly (AC)
| 78" Storm Abandonment Plug |  |  |  | Remove 4" Pvmt Marking | 16" DIP Water, CSS Backfill | Furnish/Install Roadside Flashing Beacon Assembly (Solar)
| 84" Storm Abandonment Plug |  |  |  | Remove 6" Pvmt Marking | 16" DIP Water, Select Backfill | Relocate Roadside Flashing Beacon Assembly (AC)
| Remove Storm Sewer Box |  |  |  | Remove 8" Pvmt Marking | 16" DIP Water (Restrained Joints) | Relocate Roadside Flashing Beacon Assembly (Solar)
| Remove 3' Round Manhole Riser |  |  |  | Remove 12" Pvmt Marking | 16" DIP Water, CSS Backfill (Restrained Joints) | Remove Roadside Flashing Beacon Assembly (AC)
| Remove 4' Manhole Riser |  |  |  | Remove 18" Pvmt Marking | 16" DIP Water, Select Backfill (Restrained Joints) | Remove Roadside Flashing Beacon Assembly (Solar)
| Remove 5' Manhole Riser |  |  |  | Remove 24" Pvmt Marking | 16" DIP Water, CLSM Backfill | Remove Roadside Flashing Beacon Assmbly (Solar)
| Remove 4' Storm Junction Box |  |  |  | Remove Raised Marker | 16" DIP Water, CLSM Backfill (Restrained Joints) | Furnish/Install School Zone Flasher Assembly (Solar)
| Remove 5' Storm Juntion Box |  |  |  | Remove Lane Legend RR | 16" PVC C905 Water Pipe | Relocate School Zone Flashing Assembly (AC)
| Remove 6' Storm Junction Box |  |  |  | Remove Lane Legend Arrow | 16" PVC C905 Water Pipe, CSS Backfill | Relocate School Zone Flashing Assembly (Solar)
| Remove 7' Storm Junction Box |  |  |  | Remove Lane Legend DBL Arrow | 16" PVC C905 Water Pipe, Select Backfill | Remove School Zone Flashing Assembly (AC)
| Remove 8' Storm Junction Box |  |  |  | Remove Lane Legend Only | 16" PVC C905 Water Pipe (Restrained Joints) | Remove School Zone Flashing Assembly (Solar)
| Remove Storm Junction Structure |  |  |  | Remove Lane Legend Bus Lane | 16" PVC C905 Water Pipe, CSS Backfill (Restrained Joints) | Furnish/Install RRFB Assembly Single Sided (AC)
| Remove 10' Curb Inlet |  |  |  | Remove Lane Legend Bike | 16" PVC C905 Water Pipe, Select Backfill (Restrained Joints) | Furnish/Install RRFB Assembly Single Sided (Solar)
| Remove 15' Curb Inlet |  |  |  | Remove Lane Legend Sharrow | 16" PVC C905 Water Pipe, CLSM Backfill | Furnish/Install RRFB Assembly Double Sided (AC)
| Remove 20' Curb Inlet |  |  |  | Remove Lane Legend HC | 16" PVC C905 Water Pipe, CLSM Backfill (Restrained Joints) | Furnish/Install RRFB Assembly Double Sided (Solar)
| Remove 30' Curb Inlet |  |  |  | Remove PK Lot Legend | 24" Water Pipe | Relocate RRFB Assembly Single Sided (AC)
| Remove 5' or Less Curb Inlet |  |  |  | Curb Address Painting | 24" Water Pipe, CSS Backfill | Relocate RRFB Assembly Single Sided (Solar)
| Remove 10' Recessed Inlet |  |  |  | 4' Chain Link, Steel | 24" Water Pipe, Select Backfill | Relocate RRFB Assembly Double Sided (AC)
| Remove 15' Recessed Inlet |  |  |  | 5' Chain Link, Steel | 24" Water Pipe (Restrained Joints) | Relocate RRFB Assembly Double Sided (Solar)
| Remove 20' Recessed Inlet |  |  |  | 6' Chain Link, Steel | 24" Water Pipe, CSS Backfill (Restrained Joints) | Remove RRFB Assembly Single Sided (AC)
| Remove 30' Recessed Inlet |  |  |  | 8' Chain Link, Steel | 24" Water Pipe, Select Backfill (Restrained Joints) | Remove RRFB Assembly Single Sided (Solar)
| Remove 4' Drop Inlet |  |  |  | 10' Chain Link, Steel | 24" Water Pipe, CLSM Backfill | Remove RRFB Assembly Double Sided (AC)
| Remove 5' Drop Inlet |  |  |  | 4' Chain Link, Aluminum | 24" Water Pipe, CLSM Backfill (Restrained Joints) | Remove RRFB Assembly Double Sided (Solar)
| Remove 6' Drop Inlet |  |  |  | 5' Chain Link, Aluminum | 24" DIP Water | Paint Sig Mast Arm 16' - 36'
| Remove 2' Grate Inlet |  |  |  | 6' Chain Link, Aluminum | 24" DIP Water, CSS Backfill | Paint Sig Mast Arm 40' - 48'
| Remove 3' Grate Inlet |  |  |  | 8' Chain Link, Aluminum | 24" DIP Water, Select Backfill | Paint Sig Mast Arm 52' - 65'
| Remove 4' Grate Inlet |  |  |  | 10' Chain Link, Aluminum | 24" DIP Water (Restrained Joints) | Paint Ped Pushbutton Pole
| Remove Headwall/SET |  |  |  | 4' Wrought Iron Fence | 24" DIP Water, CSS Backfill (Restrained Joints) | Paint Ped Pole (10'-20')
| Remove 6" Trench Drain |  |  |  | 5' Wrought Iron Fence | 24" DIP Water, Select Backfill (Restrained Joints) | Paint Sig Pole (Type 41, 43, 45)
| Remove 8" Trench Drain |  |  |  | 6' Wrought Iron Fence | 24" DIP Water, CLSM Backfill | Paint Sig Pole (Type 42, 44, 46)
| Remove 12" Trench Drain |  |  |  | 8' Wrought Iron Fence | 24" DIP Water, CLSM Backfill (Restrained Joints) | Dispose/Salvage Traffic Signal
| Remove 18" Trench Drain |  |  |  | 10' Wrought Iron Fence | 24" PVC C905 Water Pipe | Dispose/Salvage of Pole and Mast Arm Assembly
| Remove 24" Trench Drain |  |  |  | 4' Steel Tube Fence | 24" PVC C905 Water Pipe, CSS Backfill | Remove Signal Pole
| Abandon Manhole |  |  |  | 5' Steel Tube Fence | 24" PVC C905 Water Pipe, Select Backfill | Remove Signal Mast Arm
[5 empty] | 6' Steel Tube Fence | 24" PVC C905 Water Pipe (Restrained Joints) | Remove Pedestal Pole
[5 empty] | 8' Steel Tube Fence | 24" PVC C905 Water Pipe, CSS Backfill (Restrained Joints) | Remove Cantilever Arm (Metro Sign)
[5 empty] | 10' Steel Tube Fence | 24" PVC C905 Water Pipe, Select Backfill (Restrained Joints) | Remove Signal Cabinet Foundation
[5 empty] | Barbed Wire Fence, Metal Posts | 24" PVC C905 Water Pipe, CLSM Backfill | Rdwy Illum Assmbly TY 1,4, and 6
[5 empty] | Smooth Wire Fence, Metal Posts | 24" PVC C905 Water Pipe, CLSM Backfill (Restrained Joints) | Rdwy Illum Assmbly TY 8,11,D-25, and D-30
[5 empty] | Wire Mesh Fence, Metal Posts | 24" Steel AWWA C200 Water Pipe | Rdwy Illum Assmbly TY 18,18A,19, and D-40
[5 empty] | Barbed Wire Fence, Wood Posts | 24" Steel AWWA C200 Water Pipe, CSS Backfill | Rdwy Illum Assmbly Special
[5 empty] | Smooth Wire Fence, Wood Posts | 24" Steel AWWA C200 Water Pipe, Select Backfill | Span Wire 3/16"
[5 empty] | Wire Mesh Fence, Wood Posts | 24" Steel AWWA C200 Water Pipe (Restrained Joints) | Span Wire 1/4"
[5 empty] | 4' Gate, Steel | 24" Steel AWWA C200 Water Pipe, CSS Backfill (Restrained Joints) | Span Wire 5/16"
[5 empty] | 6' Gate, Steel | 24" Steel AWWA C200 Water Pipe, Select Backfill (Restrained Joints) | Span Wire 3/8"
[5 empty] | 8' Gate, Steel | 24" Steel AWWA C200 Water Pipe, CLSM Backfill | Ornamental Assmbly, Simple
[5 empty] | 10' Gate, Steel | 24" Steel AWWA C200 Water Pipe, CLSM Backfill (Restrained Joints) | Ornamental Assmbly, Complex
[5 empty] | 12' Gate, Steel | 24" Concrete AWWA C303 Water Pipe | Furnish/Install Berry Pole and Luminaire
[5 empty] | 16' Gate, Steel | 24" Concrete AWWA C303 Water Pipe, CSS Backfill | Furnish/Install City Hall Pole and Luminaire
[5 empty] | 20' Gate, Steel | 24" Concrete AWWA C303 Water Pipe, Select Backfill | Furnish/Install Monterra Pole and Luminaire
[5 empty] | 4' Fences, Wood | 24" Concrete AWWA C303 Water Pipe (Restrained Joints) | Furnish/Install Oleander Pole and Luminaire
[5 empty] | 6' Fences, Wood | 24" Concrete AWWA C303 Water Pipe, CSS Backfill (Restrained Joints) | Furnish/Install Terrell Heights Luminaire
[5 empty] | 8' Fences, Wood | 24" Concrete AWWA C303 Water Pipe, Select Backfill (Restrained Joints) | Furnish/Install Utility Washington Postlite Series Luminaire Full Cutoff LED and Pole
[5 empty] | Conc Ret Wall Adjacent to Sidewalk | 24" Concrete AWWA C303 Water Pipe, CLSM Backfill | Furnish/Install Utility Arlington LED Series Luminaire and Pole Full Cutoff LED and Pole
[5 empty] | TxDOT Std Ret Wall - RW 1 (L) A | 24" Concrete AWWA C303 Water Pipe, CLSM Backfill (Restrained Joints) | Furnish/Install 10' - 14' Washington Standard Light Pole & Fixture LED
[5 empty] | TxDOT Std Ret Wall - RW 1 (L) B | 30" Water Pipe | Furnish/Install LED Lighting Fixture (70 watt ATBO Cobra Head)
[5 empty] | TxDOT Std Ret Wall - RW 1 (L) C | 30" Water Pipe, CSS Backfill | Furnish/Install LED Lighting Fixture (137 watt ATB2 Cobra Head)
[5 empty] | TxDOT Std Ret Wall - RW 1 (H) A | 30" Water Pipe, Select Backfill | Furnish/Install LED Lighting Fixture (187 watt ATB2 Cobra Head)
[5 empty] | TxDOT Std Ret Wall - RW 1 (H) B | 30" Water Pipe (Restrained Joints) | Furnish/Install HID Lighting Fixture Washington Standard (HID Head Only)
[5 empty] | TxDOT Std Ret Wall - RW 1 (H) C | 30" Water Pipe, CSS Backfill (Restrained Joints) | Furnish/Install LED Lighting Fixture Washington Standard (LED Head Only)
[5 empty] | Topsoil | 30" Water Pipe, Select Backfill (Restrained Joints) | 100W HPS PC Lighting Fixture
[5 empty] | Block Sod Placement | 30" Water Pipe, CLSM Backfill | 200W HPS PC Lighting Fixture
[5 empty] | Utility Service Surface Restoration Sodding | 30" Water Pipe, CLSM Backfill (Restrained Joints) | 100W MH PC Lighting Fixture
[5 empty] | Seeding, Broadcast | 30" DIP Water | 150W MH PC Lighting Fixture
[5 empty] | Utility Service Surface Restoration Seeding | 30" DIP Water, CSS Backfill | Install Lighting Fixture
[5 empty] | Seeding, Mech Drilling | 30" DIP Water, Select Backfill | LED Lighting Fixture
[5 empty] | Seeding, Hydromulch | 30" DIP Water (Restrained Joints) | Rdwy Illum Foundation TY 1,2, and 4
[5 empty] | Utility Service Surface Restoration Hydromulch | 30" DIP Water, CSS Backfill (Restrained Joints) | Rdwy Illum Foundation TY 3,5,6, and 8
[5 empty] | Seeding, Hydromulch with binding agent | 30" DIP Water, Select Backfill (Restrained Joints) | Rdwy Illum Foundation TY 7
[5 empty] | Seeding, Soil Retention Blanket | 30" DIP Water, CLSM Backfill | Contact Enclosure, Pole Mount
[5 empty] | Mowing | 30" DIP Water, CLSM Backfill (Restrained Joints) | Contact Enclosure, Pad Mount
[5 empty] | Plant 2" Tree | 30" Steel AWWA C200 Water Pipe | Furnish/Install 40' Wood Light Pole
[5 empty] | Plant 3" Tree | 30" Steel AWWA C200 Water Pipe, CSS Backfill | Furnish/Install 8' Wood Light Pole Arm
[5 empty] | Plant 4" Tree | 30" Steel AWWA C200 Water Pipe, Select Backfill | 30' Timber Pole CL 2
[5 empty] | Plant 5" Tree | 30" Steel AWWA C200 Water Pipe (Restrained Joints) | 35' Timber Pole CL 2
[5 empty] | Plant 6" Tree | 30" Steel AWWA C200 Water Pipe, CSS Backfill (Restrained Joints) | 40' Timber Pole CL 2
[6 empty] | 30" Steel AWWA C200 Water Pipe, Select Backfill (Restrained Joints) | 50' Timber Pole CL 2
[6 empty] | 30" Steel AWWA C200 Water Pipe, CLSM Backfill | Install 35' Wood Light Pole
[6 empty] | 30" Steel AWWA C200 Water Pipe, CLSM Backfill (Restrained Joints) | Install 30' Wood Light Pole
[6 empty] | 30" Concrete AWWA C303 Water Pipe | Furnish/Install 35' Wood Light Pole
[6 empty] | 30" Concrete AWWA C303 Water Pipe, CSS Backfill | Furnish/Install 30' Wood Light Pole
[6 empty] | 30" Concrete AWWA C303 Water Pipe, Select Backfill | Rdwy Illum TY 8 Pole
[6 empty] | 30" Concrete AWWA C303 Water Pipe (Restrained Joints) | Rdwy Illum TY 11 Pole
[6 empty] | 30" Concrete AWWA C303 Water Pipe, CSS Backfill (Restrained Joints) | Rdwy Illum TY 18 Pole
[6 empty] | 30" Concrete AWWA C303 Water Pipe, Select Backfill (Restrained Joints) | Rdwy Illum TY 18A Pole
[6 empty] | 30" Concrete AWWA C303 Water Pipe, CLSM Backfill | Rdwy Illum TY 19 Pole
[6 empty] | 30" Concrete AWWA C303 Water Pipe, CLSM Backfill (Restrained Joints) | Rdwy Illum TY D-25-6 Pole
[6 empty] | 36" Water Pipe | Rdwy Illum TY D-30-6 Pole
[6 empty] | 36" Water Pipe, CSS Backfill | Rdwy Illum TY D-40-9 Pole
[6 empty] | 36" Water Pipe, Select Backfill | Rdwy Illum TY D-40-9T Pole
[6 empty] | 36" Water Pipe (Restrained Joints) | Furnish/Install Rdway Illum TY 8 Pole
[6 empty] | 36" Water Pipe, CSS Backfill (Restrained Joints) | Furnish/Install Rdway Illum TY 11 Pole
[6 empty] | 36" Water Pipe, Select Backfill (Restrained Joints) | Furnish/Install Rdway Illum TY 18 Pole
[6 empty] | 36" Water Pipe, CLSM Backfill | Furnish/Install Rdway Illum TY 18A Pole
[6 empty] | 36" Water Pipe, CLSM Backfill (Restrained Joints) | Furnish/Install Rdway Illum TY 19 Pole
[6 empty] | 36" DIP Water | Furnish/Install Rdway Illum TY D-25-6 Pole
[6 empty] | 36" DIP Water, CSS Backfill | Furnish/Install Rdway Illum TY D-30-6 Pole
[6 empty] | 36" DIP Water, Select Backfill | Furnish/Install Rdway Illum TY D-40-9 Pole
[6 empty] | 36" DIP Water (Restrained Joints) | Furnish/Install Rdway Illum TY D-40-9T Pole
[6 empty] | 36" DIP Water, CSS Backfill (Restrained Joints) | 6-6-6 Triplex Alum Elec Conductor
[6 empty] | 36" DIP Water, Select Backfill (Restrained Joints) | 1/0-1/0-2 Triplex Alum Elec Conductor
[6 empty] | 36" DIP Water, CLSM Backfill | 250-250-3/0 Triplex Alum Elec Conductor
[6 empty] | 36" DIP Water, CLSM Backfill (Restrained Joints) | 2-2-2-4 Quadplex Alum Elec Conductor
[6 empty] | 36" Steel AWWA C200 Water Pipe | 1/0-1/0-1/0-2 Quadplex Alum Elec Conductor
[6 empty] | 36" Steel AWWA C200 Water Pipe, CSS Backfill | Reconnect Conductor
[6 empty] | 36" Steel AWWA C200 Water Pipe, Select Backfill | Salvage Street Light Pole
[6 empty] | 36" Steel AWWA C200 Water Pipe (Restrained Joints) | Relocate Street Light Pole
[6 empty] | 36" Steel AWWA C200 Water Pipe, CSS Backfill (Restrained Joints) | Furnish/Install Alum Sign Mast Arm Mount
[6 empty] | 36" Steel AWWA C200 Water Pipe, Select Backfill (Restrained Joints) | Furnish/Install Alum Sign Ground Mount TxDOT Std.
[6 empty] | 36" Steel AWWA C200 Water Pipe, CLSM Backfill | Furnish/Install Alum Sign Ground Mount City Std.
[6 empty] | 36" Steel AWWA C200 Water Pipe, CLSM Backfill (Restrained Joints) | Furnish/Install Alum Sign Ex. Pole Mount
[6 empty] | 36" Concrete AWWA C303 Water Pipe | Install Alum Sign Mast Arm Mount
[6 empty] | 36" Concrete AWWA C303 Water Pipe, CSS Backfill | Install Alum Sign Ground Mount
[6 empty] | 36" Concrete AWWA C303 Water Pipe, Select Backfill | Install Alum Sign Ex Pole Mount
[6 empty] | 36" Concrete AWWA C303 Water Pipe (Restrained Joints) | Remove Sign Panel and Post
[6 empty] | 36" Concrete AWWA C303 Water Pipe, CSS Backfill (Restrained Joints) | Remove Sign Panel
[6 empty] | 36" Concrete AWWA C303 Water Pipe, Select Backfill (Restrained Joints) | Remove and Reinstall Sign Panel and Post
[6 empty] | 36" Concrete AWWA C303 Water Pipe, CLSM Backfill | Remove Blank Out Sign
[6 empty] | 36" Concrete AWWA C303 Water Pipe, CLSM Backfill (Restrained Joints) | Furnish/Install Railroad Blank Out Sign
[6 empty] | 42" Water Pipe | Install Railroad Blank Out Sign
[6 empty] | 42" Water Pipe, CSS Backfill | Light-Photo-Cell Contact Closure Circuit Control Pad Mnt
[6 empty] | 42" Water Pipe, Select Backfill | Light-Photo-Cell Contact Closure Circuit Control Pole Mnt
[6 empty] | 42" Water Pipe (Restrained Joints) | 2 PAIR SMFO Cable
[6 empty] | 42" Water Pipe, CSS Backfill (Restrained Joints) | 12 PAIR SMFO Cable
[6 empty] | 42" Water Pipe, Select Backfill (Restrained Joints) | 24 PAIR SMFO Cable
[6 empty] | 42" Water Pipe, CLSM Backfill | 48 PAIR SMFO Cable
[6 empty] | 42" Water Pipe, CLSM Backfill (Restrained Joints) | 96 PAIR SMFO Cable
[6 empty] | 42" DIP Water | 144 PAIR SMFO Cable
[6 empty] | 42" DIP Water, CSS Backfill | Traffic Control
[6 empty] | 42" DIP Water, Select Backfill | Portable Message Sign
[6 empty] | 42" DIP Water (Restrained Joints) | Traffic Control Details
[6 empty] | 42" DIP Water, CSS Backfill (Restrained Joints) | City Streets / Residential Streets Closure
[6 empty] | 42" DIP Water, Select Backfill (Restrained Joints) | Single Lane or Shoulder Closure, Weekday, per Mile
[6 empty] | 42" DIP Water, CLSM Backfill | Single Lane or Shoulder Closure, Night/Weekend, per Mile
[6 empty] | 42" DIP Water, CLSM Backfill (Restrained Joints) | Double Lane Closure, Weekday, per Mile
[6 empty] | 42" Steel AWWA C200 Water Pipe | Double Lane Closure, Night/Weekend, per Mile
[6 empty] | 42" Steel AWWA C200 Water Pipe, CSS Backfill | Single Ramp Closure, Weekday, per Mile
[6 empty] | 42" Steel AWWA C200 Water Pipe, Select Backfill | Single Ramp Closure, Night/Weekend, per Mile
[6 empty] | 42" Steel AWWA C200 Water Pipe (Restrained Joints) | Double Ramp Closure with Detour, Weekday, per Mile
[6 empty] | 42" Steel AWWA C200 Water Pipe, CSS Backfill (Restrained Joints) | Double Ramp Closure with Detour, Night/Weekend, per Mile
[6 empty] | 42" Steel AWWA C200 Water Pipe, Select Backfill (Restrained Joints) | Full Highway Closure, Weekday, per Mile
[6 empty] | 42" Steel AWWA C200 Water Pipe, CLSM Backfill | Full Highway Closure, Night/Weekend, per Mile
42" Steel AWWA C200 Water Pipe, CLSM Backfill (Restrained Joints)
42" Concrete AWWA C303 Water Pipe
42" Concrete AWWA C303 Water Pipe, CSS Backfill
42" Concrete AWWA C303 Water Pipe, Select Backfill
42" Concrete AWWA C303 Water Pipe (Restrained Joints)
42" Concrete AWWA C303 Water Pipe, CSS Backfill (Restrained Joints)
42" Concrete AWWA C303 Water Pipe, Select Backfill (Restrained Joints)
42" Concrete AWWA C303 Water Pipe, CLSM Backfill
42" Concrete AWWA C303 Water Pipe, CLSM Backfill (Restrained Joints)
48" Water Pipe
48" Water Pipe, CSS Backfill
48" Water Pipe, Select Backfill
48" Water Pipe (Restrained Joints)
48" Water Pipe, CSS Backfill (Restrained Joints)
48" Water Pipe, Select Backfill (Restrained Joints)
48" Water Pipe, CLSM Backfill
48" Water Pipe, CLSM Backfill (Restrained Joints)
48" DIP Water
48" DIP Water, CSS Backfill
48" DIP Water, Select Backfill
48" DIP Water (Restrained Joints)
48" DIP Water, CSS Backfill (Restrained Joints)
48" DIP Water, Select Backfill (Restrained Joints)
48" DIP Water, CLSM Backfill
48" DIP Water, CLSM Backfill (Restrained Joints)
48" Steel AWWA C200 Water Pipe
48" Steel AWWA C200 Water Pipe, CSS Backfill
48" Steel AWWA C200 Water Pipe, Select Backfill
48" Steel AWWA C200 Water Pipe (Restrained Joints)
48" Steel AWWA C200 Water Pipe, CSS Backfill (Restrained Joints)
48" Steel AWWA C200 Water Pipe, Select Backfill (Restrained Joints)
48" Steel AWWA C200 Water Pipe, CLSM Backfill
48" Steel AWWA C200 Water Pipe, CLSM Backfill (Restrained Joints)
48" Concrete AWWA C303 Water Pipe
48" Concrete AWWA C303 Water Pipe, CSS Backfill
48" Concrete AWWA C303 Water Pipe, Select Backfill
48" Concrete AWWA C303 Water Pipe (Restrained Joints)
48" Concrete AWWA C303 Water Pipe, CSS Backfill (Restrained Joints)
48" Concrete AWWA C303 Water Pipe, Select Backfill (Restrained Joints)
48" Concrete AWWA C303 Water Pipe, CLSM Backfill
48" Concrete AWWA C303 Water Pipe, CLSM Backfill (Restrained Joints)
54" Water Pipe
54" Water Pipe, CSS Backfill
54" Water Pipe, Select Backfill
54" Water Pipe (Restrained Joints)
54" Water Pipe, CSS Backfill (Restrained Joints)
54" Water Pipe, Select Backfill (Restrained Joints)
54" Water Pipe, CLSM Backfill
54" Water Pipe, CLSM Backfill (Restrained Joints)
54" DIP Water
54" DIP Water, CSS Backfill
54" DIP Water, Select Backfill
54" DIP Water (Restrained Joints)
54" DIP Water, CSS Backfill (Restrained Joints)
54" DIP Water, Select Backfill (Restrained Joints)
54" DIP Water, CLSM Backfill
54" DIP Water, CLSM Backfill (Restrained Joints)
54" Steel AWWA C200 Water Pipe
54" Steel AWWA C200 Water Pipe, CSS Backfill
54" Steel AWWA C200 Water Pipe, Select Backfill
54" Steel AWWA C200 Water Pipe (Restrained Joints)
54" Steel AWWA C200 Water Pipe, CSS Backfill (Restrained Joints)
54" Steel AWWA C200 Water Pipe, Select Backfill (Restrained Joints)
54" Steel AWWA C200 Water Pipe, CLSM Backfill
54" Steel AWWA C200 Water Pipe, CLSM Backfill (Restrained Joints)
54" Concrete AWWA C303 Water Pipe
54" Concrete AWWA C303 Water Pipe, CSS Backfill
54" Concrete AWWA C303 Water Pipe, Select Backfill
54" Concrete AWWA C303 Water Pipe (Restrained Joints)
54" Concrete AWWA C303 Water Pipe, CSS Backfill (Restrained Joints)
54" Concrete AWWA C303 Water Pipe, Select Backfill (Restrained Joints)
54" Concrete AWWA C303 Water Pipe, CLSM Backfill
54" Concrete AWWA C303 Water Pipe, CLSM Backfill (Restrained Joints)
60" Water Pipe
60" Water Pipe, CSS Backfill
60" Water Pipe, Select Backfill
60" Water Pipe (Restrained Joints)
60" Water Pipe, CSS Backfill (Restrained Joints)
60" Water Pipe, Select Backfill (Restrained Joints)
60" Water Pipe, CLSM Backfill
60" Water Pipe, CLSM Backfill (Restrained Joints)
60" DIP Water
60" DIP Water, CSS Backfill
60" DIP Water, Select Backfill
60" DIP Water (Restrained Joints)
60" DIP Water, CSS Backfill (Restrained Joints)
60" DIP Water, Select Backfill (Restrained Joints)
60" DIP Water, CLSM Backfill
60" DIP Water, CLSM Backfill (Restrained Joints)
60" Steel AWWA C200 Water Pipe
60" Steel AWWA C200 Water Pipe, CSS Backfill
60" Steel AWWA C200 Water Pipe, Select Backfill
60" Steel AWWA C200 Water Pipe (Restrained Joints)
60" Steel AWWA C200 Water Pipe, CSS Backfill (Restrained Joints)
60" Steel AWWA C200 Water Pipe, Select Backfill (Restrained Joints)
60" Steel AWWA C200 Water Pipe, CLSM Backfill
60" Steel AWWA C200 Water Pipe, CLSM Backfill (Restrained Joints)
60" Concrete AWWA C303 Water Pipe
60" Concrete AWWA C303 Water Pipe, CSS Backfill
60" Concrete AWWA C303 Water Pipe, Select Backfill
60" Concrete AWWA C303 Water Pipe (Restrained Joints)
60" Concrete AWWA C303 Water Pipe, CSS Backfill (Restrained Joints)
60" Concrete AWWA C303 Water Pipe, Select Backfill (Restrained Joints)
60" Concrete AWWA C303 Water Pipe, CLSM Backfill
60" Concrete AWWA C303 Water Pipe, CLSM Backfill (Restrained Joints)
64" Water Pipe
64" Water Pipe, CSS Backfill
64" Water Pipe, Select Backfill
64" Water Pipe (Restrained Joints)
64" Water Pipe, CSS Backfill (Restrained Joints)
64" Water Pipe, Select Backfill (Restrained Joints)
64" Water Pipe, CLSM Backfill
64" Water Pipe, CLSM Backfill (Restrained Joints)
64" DIP Water
64" DIP Water, CSS Backfill
64" DIP Water, Select Backfill
64" DIP Water (Restrained Joints)
64" DIP Water, CSS Backfill (Restrained Joints)
64" DIP Water, Select Backfill (Restrained Joints)
64" DIP Water, CLSM Backfill
64" DIP Water, CLSM Backfill (Restrained Joints)
64" Steel AWWA C200 Water Pipe
64" Steel AWWA C200 Water Pipe, CSS Backfill
64" Steel AWWA C200 Water Pipe, Select Backfill
64" Steel AWWA C200 Water Pipe (Restrained Joints)
64" Steel AWWA C200 Water Pipe, CSS Backfill (Restrained Joints)
64" Steel AWWA C200 Water Pipe, Select Backfill (Restrained Joints)
64" Steel AWWA C200 Water Pipe, CLSM Backfill
64" Steel AWWA C200 Water Pipe, CLSM Backfill (Restrained Joints)
64" Concrete AWWA C303 Water Pipe
64" Concrete AWWA C303 Water Pipe, CSS Backfill
64" Concrete AWWA C303 Water Pipe, Select Backfill
64" Concrete AWWA C303 Water Pipe (Restrained Joints)
64" Concrete AWWA C303 Water Pipe, CSS Backfill (Restrained Joints)
64" Concrete AWWA C303 Water Pipe, Select Backfill (Restrained Joints)
64" Concrete AWWA C303 Water Pipe, CLSM Backfill
64" Concrete AWWA C303 Water Pipe, CLSM Backfill (Restrained Joints)
66" Water Pipe
66" Water Pipe, CSS Backfill
66" Water Pipe, Select Backfill
66" Water Pipe (Restrained Joints)
66" Water Pipe, CSS Backfill (Restrained Joints)
66" Water Pipe, Select Backfill (Restrained Joints)
66" Water Pipe, CLSM Backfill
66" Water Pipe, CLSM Backfill (Restrained Joints)
66" Steel AWWA C200 Water Pipe
66" Steel AWWA C200 Water Pipe, CSS Backfill
66" Steel AWWA C200 Water Pipe, Select Backfill
66" Steel AWWA C200 Water Pipe (Restrained Joints)
66" Steel AWWA C200 Water Pipe, CSS Backfill (Restrained Joints)
66" Steel AWWA C200 Water Pipe, Select Backfill (Restrained Joints)
66" Steel AWWA C200 Water Pipe, CLSM Backfill
66" Steel AWWA C200 Water Pipe, CLSM Backfill (Restrained Joints)
66" Concrete AWWA C303 Water Pipe
66" Concrete AWWA C303 Water Pipe, CSS Backfill
66" Concrete AWWA C303 Water Pipe, Select Backfill
66" Concrete AWWA C303 Water Pipe (Restrained Joints)
66" Concrete AWWA C303 Water Pipe, CSS Backfill (Restrained Joints)
66" Concrete AWWA C303 Water Pipe, Select Backfill (Restrained Joints)
66" Concrete AWWA C303 Water Pipe, CLSM Backfill
66" Concrete AWWA C303 Water Pipe, CLSM Backfill (Restrained Joints)
72" Water Pipe
72" Water Pipe, CSS Backfill
72" Water Pipe, Select Backfill
72" Water Pipe (Restrained Joints)
72" Water Pipe, CSS Backfill (Restrained Joints)
72" Water Pipe, Select Backfill (Restrained Joints)
72" Water Pipe, CLSM Backfill
72" Water Pipe, CLSM Backfill (Restrained Joints)
72" Steel AWWA C200 Water Pipe
72" Steel AWWA C200 Water Pipe, CSS Backfill
72" Steel AWWA C200 Water Pipe, Select Backfill
72" Steel AWWA C200 Water Pipe (Restrained Joints)
72" Steel AWWA C200 Water Pipe, CSS Backfill (Restrained Joints)
72" Steel AWWA C200 Water Pipe, Select Backfill (Restrained Joints)
72" Steel AWWA C200 Water Pipe, CLSM Backfill
72" Steel AWWA C200 Water Pipe, CLSM Backfill (Restrained Joints)
72" Concrete AWWA C303 Water Pipe
72" Concrete AWWA C303 Water Pipe, CSS Backfill
72" Concrete AWWA C303 Water Pipe, Select Backfill
72" Concrete AWWA C303 Water Pipe (Restrained Joints)
72" Concrete AWWA C303 Water Pipe, CSS Backfill (Restrained Joints)
72" Concrete AWWA C303 Water Pipe, Select Backfill (Restrained Joints)
72" Concrete AWWA C303 Water Pipe, CLSM Backfill
72" Concrete AWWA C303 Water Pipe, CLSM Backfill (Restrained Joints)
Fire Hydrant
Water Sampling Station
Connection to Existing 16" Water Main
Connection to Existing 20" Water Main
Connection to Existing 24" Water Main
Connection to Existing 30" Water Main
Connection to Existing 36" Water Main
Connection to Existing 42" Water Main
Connection to Existing 48" Water Main
Connection to Existing 54" Water Main
Connection to Existing 60" Water Main
Connection to Existing 66" Water Main
Connection to Existing 72" Water Main
Connection to Existing 4"-12" Water Main
2" Combination Air Valve Assembly for Water
3" Combination Air Valve Assembly for Water
4" Combination Air Valve Assembly for Water
6" Combination Air Valve Assembly for Water
8" Combination Air Valve Assembly for Water
1" Water Service, Meter Reconnection
1" Bored Water Service
1" Water Service
1" Private Water Service
1 1/2" Water Service, Meter Reconnection
1 1/2" Bored Water Service
1 1/2" Water Service
1 1/2" Private Water Service
2" Water Service, Meter Reconnection
2" Bored Water Service
2" Water Service
2" Private Water Service
3" Water Meter and Vault
4" Water Meter and Vault
6" Water Meter and Vault
8" Water Meter and Vault
10" Water Meter and Vault
4" Gate Valve
6" Gate Valve
8" Gate Valve
10" Gate Valve
12" Gate Valve
16" Gate Valve w/ Vault
20" Gate Valve w/ Vault
24" Gate Valve w/ Vault
30" Gate Valve w/ Vault
36" Gate Valve w/ Vault
42" Gate Valve w/ Vault
48" Gate Valve w/ Vault
4" Cut-in Gate Valve
6" Cut-in Gate Valve
8" Cut-in Gate Valve
10" Cut-in Gate Valve
12" Cut-in Gate Valve
16" Cut-in Gate Valve w/ Vault
18" Cut-in Gate Valve w/ Vault
20" Cut-in Gate Valve w/ Vault
24" Cut-in Gate Valve w/ Vault
30" Cut-in Gate Valve w/ Vault
36" Cut-in Gate Valve w/ Vault
42" Cut-in Gate Valve w/ Vault
6" x 4" Tapping Sleeve & Valve
6" x 6" Tapping Sleeve & Valve
8" x 4" Tapping Sleeve & Valve
8" x 6" Tapping Sleeve & Valve
8" x 8" Tapping Sleeve & Valve
10" x 4" Tapping Sleeve & Valve
10" x 6" Tapping Sleeve & Valve
10" x 8" Tapping Sleeve & Valve
10" x 10" Tapping Sleeve & Valve
12" x 4" Tapping Sleeve & Valve
12" x 6" Tapping Sleeve & Valve
12" x 8" Tapping Sleeve & Valve
12" x 10" Tapping Sleeve & Valve
12" x 12" Tapping Sleeve & Valve
16" x 4" Tapping Sleeve & Valve
16" x 6" Tapping Sleeve & Valve
16" x 8" Tapping Sleeve & Valve
16" x 10" Tapping Sleeve & Valve
16" x 12" Tapping Sleeve & Valve
18" x 4" Tapping Sleeve & Valve
18" x 6" Tapping Sleeve & Valve
18" x 8" Tapping Sleeve & Valve
18" x 10" Tapping Sleeve & Valve
18" x 12" Tapping Sleeve & Valve
18" x 16" Tapping Sleeve & Valve
20" x 4" Tapping Sleeve & Valve
20" x 6" Tapping Sleeve & Valve
20" x 8" Tapping Sleeve & Valve
20" x 10" Tapping Sleeve & Valve
20" x 12" Tapping Sleeve & Valve
20" x 16" Tapping Sleeve & Valve
24" x 4" Tapping Sleeve & Valve
24" x 6" Tapping Sleeve & Valve
24" x 8" Tapping Sleeve & Valve
24" x 10" Tapping Sleeve & Valve
24" x 12" Tapping Sleeve & Valve
24" x 16" Tapping Sleeve & Valve
24" x 20" Tapping Sleeve & Valve
30" x 4" Tapping Sleeve & Valve
30" x 6" Tapping Sleeve & Valve
30" x 8" Tapping Sleeve & Valve
30" x 10" Tapping Sleeve & Valve
30" x 12" Tapping Sleeve & Valve
30" x 16" Tapping Sleeve & Valve
30" x 20" Tapping Sleeve & Valve
30" x 24" Tapping Sleeve & Valve
36" x 4" Tapping Sleeve & Valve
36" x 6" Tapping Sleeve & Valve
36" x 8" Tapping Sleeve & Valve
36" x 10" Tapping Sleeve & Valve
36" x 12" Tapping Sleeve & Valve
36" x 16" Tapping Sleeve & Valve
36" x 20" Tapping Sleeve & Valve
36" x 24" Tapping Sleeve & Valve
36" x 30" Tapping Sleeve & Valve
42" x 4" Tapping Sleeve & Valve
42" x 6" Tapping Sleeve & Valve
42" x 8" Tapping Sleeve & Valve
42" x 10" Tapping Sleeve & Valve
42" x 12" Tapping Sleeve & Valve
42" x 16" Tapping Sleeve & Valve
42" x 20" Tapping Sleeve & Valve
42" x 24" Tapping Sleeve & Valve
42" x 30" Tapping Sleeve & Valve
42" x 36" Tapping Sleeve & Valve
48" x 4" Tapping Sleeve & Valve
48" x 6" Tapping Sleeve & Valve
48" x 8" Tapping Sleeve & Valve
48" x 10" Tapping Sleeve & Valve
48" x 12" Tapping Sleeve & Valve
48" x 16" Tapping Sleeve & Valve
48" x 20" Tapping Sleeve & Valve
48" x 24" Tapping Sleeve & Valve
48" x 30" Tapping Sleeve & Valve
48" x 36" Tapping Sleeve & Valve
48" x 42" Tapping Sleeve & Valve
54" x 4" Tapping Sleeve & Valve
54" x 6" Tapping Sleeve & Valve
54" x 8" Tapping Sleeve & Valve
54" x 10" Tapping Sleeve & Valve
54" x 12" Tapping Sleeve & Valve
54" x 16" Tapping Sleeve & Valve
54" x 20" Tapping Sleeve & Valve
54" x 24" Tapping Sleeve & Valve
54" x 30" Tapping Sleeve & Valve
54" x 36" Tapping Sleeve & Valve
54" x 42" Tapping Sleeve & Valve
54" x 48" Tapping Sleeve & Valve
60" x 4" Tapping Sleeve & Valve
60" x 6" Tapping Sleeve & Valve
60" x 8" Tapping Sleeve & Valve
60" x 10" Tapping Sleeve & Valve
60" x 12" Tapping Sleeve & Valve
60" x 16" Tapping Sleeve & Valve
60" x 20" Tapping Sleeve & Valve
60" x 24" Tapping Sleeve & Valve
60" x 30" Tapping Sleeve & Valve
60" x 36" Tapping Sleeve & Valve
60" x 42" Tapping Sleeve & Valve
60" x 48" Tapping Sleeve & Valve
36" AWWA Butterfly Valve, w/ Vault
42" AWWA Butterfly Valve, w/ vault
48" AWWA Butterfly Valve, w/ vault
54" AWWA Butterfly Valve, w/ vault
60" AWWA Butterfly Valve, w/ vault
66" AWWA Butterfly Valve, w/ vault
72" AWWA Butterfly Valve, w/ vault
4" Blow Off Valve
6" Blow Off Valve
8" Blow Off Valve
12" Blow Off Valve
4" Sewer Pipe, Point Repair
6" Sewer Pipe, Point Repair
8" Sewer Pipe, Point Repair
10" Sewer Pipe, Point Repair
12" Sewer Pipe, Point Repair
15" Sewer Pipe, Point Repair
16" Sewer Pipe, Point Repair
18" Sewer Pipe, Point Repair
20" Sewer Pipe, Point Repair
21" Sewer Pipe, Point Repair
24" Sewer Pipe, Point Repair
27" Sewer Pipe, Point Repair
30" Sewer Pipe, Point Repair
36" Sewer Pipe, Point Repair
42" Sewer Pipe, Point Repair
48" Sewer Pipe, Point Repair
54" Sewer Pipe, Point Repair
60" Sewer Pipe, Point Repair
66" Sewer Pipe, Point Repair
72" Sewer Pipe, Point Repair
4" Sewer Pipe, Slip Lining
6" Sewer Pipe, Slip Lining
8" Sewer Pipe, Slip Lining
10" Sewer Pipe, Slip Lining
12" Sewer Pipe, Slip Lining
15" Sewer Pipe, Slip Lining
16" Sewer Pipe, Slip Lining
18" Sewer Pipe, Slip Lining
20" Sewer Pipe, Slip Lining
21" Sewer Pipe, Slip Lining
24" Sewer Pipe, Slip Lining
27" Sewer Pipe, Slip Lining
30" Sewer Pipe, Slip Lining
36" Sewer Pipe, Slip Lining
42" Sewer Pipe, Slip Lining
48" Sewer Pipe, Slip Lining
54" Sewer Pipe, Slip Lining
60" Sewer Pipe, Slip Lining
66" Sewer Pipe, Slip Lining
72" Sewer Pipe, Slip Lining
6" Pipe Enlargement
8" Pipe Enlargement
10" Pipe Enlargement
12" Pipe Enlargement
15" Pipe Enlargement
16" Pipe Enlargement
18" Pipe Enlargement
21" Pipe Enlargement
24" Pipe Enlargement
27" Pipe Enlargement
30" Pipe Enlargement
36" Pipe Enlargement
42" Pipe Enlargement
48" Pipe Enlargement
Service Reinstatement, Pipe Enlargement
6" CIPP
8" CIPP
10" CIPP
12" CIPP
15" CIPP
16" CIPP
18" CIPP
20" CIPP
21" CIPP
24" CIPP
27" CIPP
30" CIPP
36" CIPP
42" CIPP
48" CIPP
54" CIPP
60" CIPP
64" CIPP
72" CIPP
84" CIPP
96" CIPP
Service Reconnection, CIPP
4" Sewer Service
4" 2-Way Cleanout
4" Bored Sewer Service
4" Private Sewer Service
4" DIP Sewer Service
4" DIP Bored Sewer Service
4" DIP Private Sewer Service
6" Sewer Service
6" 2-way Cleanout
6" Bored Sewer Service
6" Private Sewer Service
6" DIP Sewer Service
6" DIP Bored Sewer Service
6" DIP Private Sewer Service
8" Sewer Service
8" 2-way Cleanout
8" Bored Sewer Service
8" Private Sewer Service
8" DIP Sewer Service
8" DIP Bored Sewer Service
8" DIP Private Sewer Service
4" Sewer Service, Reconnection
6" Sewer Service, Reconnection
8" Sewer Service, Reconnection
4" Sewer Service, Reinstatement
6" Sewer Service, Reinstatement
8" Sewer Service, Reinstatement
Ductile Iron Sewer Fittings
4" Sewer Pipe
4" Sewer Pipe, CSS Backfill
4" Sewer Pipe, Select Backfill
4" Sewer Force Main
4" DIP Sewer
4" DIP Sewer, CSS Backfill
4" DIP Sewer, Select Backfill
6" Sewer Pipe
6" Sewer Pipe, CSS Backfill
6" Sewer Pipe, Select Backfill
6" Sewer Force Main
6" DIP Sewer Pipe
6" DIP Sewer Pipe, CSS Backfill
6" DIP Sewer Pipe, Select Backfill
8" Sewer Pipe
8" Sewer Pipe, CSS Backfill
8" Sewer Pipe, Select Backfill
8" Sewer Force Main
8" DIP Sewer Pipe
8" DIP Sewer Pipe, CSS Backfill
8" DIP Sewer Pipe, Select Backfill
10" Sewer Pipe
10" Sewer Pipe, CSS Backfill
10" Sewer Pipe, Select Backfill
10" Sewer Force Main
10" DIP Sewer
10" DIP Sewer, CSS Backfill
10" DIP Sewer, Select Backfill
12" Sewer Pipe
12" Sewer Pipe, CSS Backfill
12" Sewer Pipe, Select Backfill
12" Sewer Force Main
12" DIP Sewer
12" DIP Sewer, CSS Backfill
12" DIP Sewer, Select Backfill
15" Sewer Pipe
15" Sewer Pipe, CSS Backfill
15" Sewer Pipe, Select Backfill
16" Sewer Pipe
16" Sewer Pipe, CSS Backfill
16" Sewer Pipe, Select Backfill
16" Sewer Force Main
16" DIP Sewer
16" DIP Sewer, CSS Backfill
16" DIP Sewer, Select Backfill
18" Sewer Pipe
18" Sewer Pipe, CSS Backfill
18" Sewer Pipe, Select Backfill
18" Sewer Force Main
18" DIP Sewer
18" DIP Sewer, CSS Backfill
18" DIP Sewer, Select Backfill
18" Fiberglass Sewer Pipe
18" Fiberglass Sewer Pipe, CSS Backfill
18" Fiberglass Sewer Pipe, Select Backfill
18" PVC ASTM F1803 Sewer Pipe
18" PVC ASTM F1803 Sewer Pipe, CSS Backfill
18" PVC ASTM F1803 Sewer Pipe, Select Backfill
20" Sewer Pipe
20" Sewer Pipe, CSS Backfill
20" Sewer Pipe, Select Backfill
20" Sewer Force Main
20" DIP Sewer
20" DIP Sewer, CSS Backfill
20" DIP Sewer, Select Backfill
21" Sewer Pipe
21" Sewer Pipe, CSS Backfill
21" Sewer Pipe, Select Backfill
21" Fiberglass Sewer Pipe
21" Fiberglass Sewer Pipe, CSS Backfill
21" Fiberglass Sewer Pipe, Select Backfill
21" PVC ASTM F1803 Sewer Pipe
21" PVC ASTM F1803 Sewer Pipe, CSS Backfill
21" PVC ASTM F1803 Sewer Pipe, Select Backfill
24" Sewer Pipe
24" Sewer Pipe, CSS Backfill
24" Sewer Pipe, Select Backfill
24" Sewer Force Main
24" DIP Sewer
24" DIP Sewer, CSS Backfill
24" DIP Sewer, Select Backfill
24" Fiberglass Sewer Pipe
24" Fiberglass Sewer Pipe, CSS Backfill
24" Fiberglass Sewer Pipe, Select Backfill
24" PVC ASTM F1803 Sewer Pipe
24" PVC ASTM F1803 Sewer Pipe, CSS Backfill
24" PVC ASTM F1803 Sewer Pipe, Select Backfill
27" Sewer Pipe
27" Sewer Pipe, CSS Backfill
27" Sewer Pipe, Select Backfill
27" Fiberglass Sewer Pipe
27" Fiberglass Sewer Pipe, CSS Backfill
27" Fiberglass Sewer Pipe, Select Backfill
27" PVC ASTM F1803 Sewer Pipe
27" PVC ASTM F1803 Sewer Pipe, CSS Backfill
27" PVC ASTM F1803 Sewer Pipe, Select Backfill
30" Sewer Pipe
30" Sewer Pipe, CSS Backfill
30" Sewer Pipe, Select Backfill
30" Sewer Force Main
30" DIP Sewer
30" DIP Sewer, CSS Backfill
30" DIP Sewer, Select Backfill
30" Fiberglass Sewer Pipe
30" Fiberglass Sewer Pipe, CSS Backfill
30" Fiberglass Sewer Pipe, Select Backfill
30" PVC ASTM F1803 Sewer Pipe
30" PVC ASTM F1803 Sewer Pipe, CSS Backfill
30" PVC ASTM F1803 Sewer Pipe. Select Backfill
36" Sewer Pipe
36" Sewer Pipe, CSS Backfill
36" Sewer Pipe, Select Backfill
36" Sewer Force Main
36" DIP Sewer
36" DIP Sewer, CSS Backfill
36" DIP Sewer, Select Backfill
36" Fiberglass Sewer Pipe
36" Fiberglass Sewer Pipe, CSS Backfill
36" Fiberglass Sewer Pipe, Select Backfill
36" PVC ASTM F1803 Sewer Pipe
36" PVC ASTM F1803 Sewer Pipe, CSS Backfill
36" PVC ASTM F1803 Sewer Pipe, Select Backfill
42" Sewer Pipe
42" Sewer Pipe, CSS Backfill
42" Sewer Pipe, Select Backfill
42" Sewer Force Main
42" DIP Sewer
42" DIP Sewer, CSS Backfill
42" DIP Sewer, Select Backfill
42" Fiberglass Sewer Pipe
42" Fiberglass Sewer Pipe, CSS Backfill
42" Fiberglass Sewer Pipe, Select Backfill
42" PVC ASTM F1803 Sewer Pipe
42" PVC ASTM F1803 Sewer Pipe, CSS Backfill
42" PVC ASTM F1803 Sewer Pipe, Select Backfill
48" Sewer Pipe
48" Sewer Pipe, CSS Backfill
48" Sewer Pipe, Select Backfill
48" Sewer Force Main
48" DIP Sewer
48" DIP Sewer, CSS Backfill
48" DIP Sewer, Select Backfill
48" Fiberglass Sewer Pipe
48" Fiberglass Sewer Pipe, CSS Backfill
48" Fiberglass Sewer Pipe, Select Backfill
48" PVC ASTM F1803 Sewer Pipe
48" PVC ASTM F1803 Sewer Pipe, CSS Backfill
48" PVC ASTM F1803 Sewer Pipe, Select Backfill
54" Sewer Pipe
54" Sewer Pipe, CSS Backfill
54" Sewer Pipe, Select Backfill
54" Sewer Force Main
54" DIP Sewer
54" DIP Sewer, CSS Backfill
54" DIP Sewer, Select Backfill
54" Fiberglass Sewer Pipe
54" Fiberglass Sewer Pipe, CSS Backfill
54" Fiberglass Sewer Pipe, Select Backfill
60" Sewer Pipe
60" Sewer Pipe, CSS Backfill
60" Sewer Pipe, Select Backfill
60" Sewer Force Main
60" DIP Sewer
60" DIP Sewer, CSS Backfill
60" DIP Sewer, Select Backfill
60" Fiberglass Sewer Pipe
60" Fiberglass Sewer Pipe, CSS Backfill
60" Fiberglass Sewer Pipe, Select Backfill
64" Sewer Pipe
64" Sewer Pipe, CSS Backfill
64" Sewer Pipe, Select Backfill
64" Sewer Force Main
64" DIP Sewer
64" DIP Sewer, CSS Backfill
64" DIP Sewer, Select Backfill
64" Fiberglass Sewer Pipe
64" Fiberglass Sewer Pipe, CSS Backfill
64" Fiberglass Sewer Pipe, Select Backfill
66" Fiberglass Sewer Pipe
66" Fiberglass Sewer Pipe, CSS Backfill
66" Fiberglass Sewer Pipe, Select Backfill
72" Fiberglass Sewer Pipe
72" Fiberglass Sewer Pipe, CSS Backfill
72" Fiberglass Sewer Pipe, Select Backfill
4" PVC Sewer Pipe, 0' to 6' (Misc Only)
4" PVC Sewer Pipe, 0' to 6' (Misc Only), CSS Backfill
4" PVC Sewer Pipe, 0' to 6' (Misc Only), Select Backfill
4" PVC Sewer Pipe, 6' to 8' (Misc Only)
4" PVC Sewer Pipe, 6' to 8' (Misc Only), CSS Backfill
4" PVC Sewer Pipe, 6' to 8' (Misc Only), Select Backfill
4" PVC Sewer Pipe, 8' to 10' (Misc Only)
4" PVC Sewer Pipe, 8' to 10' (Misc Only), CSS Backfill
4" PVC Sewer Pipe, 8' to 10' (Misc Only), Select Backfill
4" PVC Sewer Pipe, 10' to 12' (Misc Only)
4" PVC Sewer Pipe, 10' to 12' (Misc Only), CSS Backfill
4" PVC Sewer Pipe, 10' to 12' (Misc Only), Select Backfill
4" DIP Sewer, 0' to 6' (Misc Only)
4" DIP Sewer, 0' to 6' (Misc Only), CSS Backfill
4" DIP Sewer, 0' to 6' (Misc Only), Select Backfill
4" DIP Sewer, 6' to 8' (Misc Only)
4" DIP Sewer, 6' to 8' (Misc Only), CSS Backfill
4" DIP Sewer, 6' to 8' (Misc Only), Select Backfill
4" DIP Sewer, 8' to 10' (Misc Only)
4" DIP Sewer, 8' to 10' (Misc Only), CSS Backfill
4" DIP Sewer, 8' to 10' (Misc Only), Select Backfill
4" DIP Sewer, 10' to 12' (Misc Only)
4" DIP Sewer, 10' to 12' (Misc Only), CSS Backfill
4" DIP Sewer, 10' to 12' (Misc Only), Select Backfill
6" PVC Sewer Pipe, 0' to 6' (Misc Only)
6" PVC Sewer Pipe, 0' to 6' (Misc Only), CSS Backfill
6" PVC Sewer Pipe, 0' to 6' (Misc Only), Select Backfill
6" PVC Sewer Pipe, 6' to 8' (Misc Only)
6" PVC Sewer Pipe, 6' to 8' (Misc Only), CSS Backfill
6" PVC Sewer Pipe, 6' to 8' (Misc Only), Select Backfill
6" PVC Sewer Pipe, 8' to 10' (Misc Only)
6" PVC Sewer Pipe, 8' to 10' (Misc Only), CSS Backfill
6" PVC Sewer Pipe, 8' to 10' (Misc Only), Select Backfill
6" PVC Sewer Pipe, 10' to 12' (Misc Only)
6" PVC Sewer Pipe, 10' to 12' (Misc Only), CSS Backfill
6" PVC Sewer Pipe, 10' to 12' (Misc Only), Select Backfill
6" DIP Sewer Pipe, 0' to 6' (Misc Only)
6" DIP Sewer Pipe, 0' to 6' (Misc Only), CSS Backfill
6" DIP Sewer Pipe, 0' to 6' (Misc Only), Select Backfill
6" DIP Sewer Pipe, 6' to 8' (Misc Only)
6" DIP Sewer Pipe, 6' to 8' (Misc Only), CSS Backfill
6" DIP Sewer Pipe, 6' to 8' (Misc Only), Select Backfill
6" DIP Sewer Pipe, 8' to 10' (Misc Only)
6" DIP Sewer Pipe, 8' to 10' (Misc Only), CSS Backfill
6" DIP Sewer Pipe, 8' to 10' (Misc Only), Select Backfill
6" DIP Sewer Pipe, 10' to 12' (Misc Only)
6" DIP Sewer Pipe, 10' to 12' (Misc Only), CSS Backfill
6" DIP Sewer Pipe, 10' to 12' (Misc Only), Select Backfill
8" PVC Sewer Pipe, 0' to 6' (Misc Only)
8" PVC Sewer Pipe, 0' to 6' (Misc Only), CSS Backfill
8" PVC Sewer Pipe, 0' to 6' (Misc Only), Select Backfill
8" PVC Sewer Pipe, 6' to 8' (Misc Only)
8" PVC Sewer Pipe, 6' to 8' (Misc Only), CSS Backfill
8" PVC Sewer Pipe, 6' to 8' (Misc Only), Select Backfill
8" PVC Sewer Pipe, 8' to 10' (Misc Only)
8" PVC Sewer Pipe, 8' to 10' (Misc Only), CSS Backfill
8" PVC Sewer Pipe, 8' to 10' (Misc Only), Select Backfill
8" PVC Sewer Pipe, 10' to 12' (Misc Only)
8" PVC Sewer Pipe, 10' to 12' (Misc Only), CSS Backfill
8" PVC Sewer Pipe, 10' to 12' (Misc Only), Select Backfill
8" PVC Sewer Pipe, 12' to 14' (Misc Only)
8" PVC Sewer Pipe, 12' to 14' (Misc Only), CSS Backfill
8" PVC Sewer Pipe, 12' to 14' (Misc Only), Select Backfill
8" PVC Sewer Pipe, 14' to 16' (Misc Only)
8" PVC Sewer Pipe, 14' to 16' (Misc Only), CSS Backfill
8" PVC Sewer Pipe, 14' to 16' (Misc Only), Select Backfill
8" PVC Sewer Pipe, 16' to 18' (Misc Only)
8" PVC Sewer Pipe, 16' to 18' (Misc Only), CSS Backfill
8" PVC Sewer Pipe, 16' to 18' (Misc Only), Select Backfill
8" DIP Sewer Pipe, 0' to 6' (Misc Only)
8" DIP Sewer Pipe, 0' to 6' (Misc Only), CSS Backfill
8" DIP Sewer Pipe, 0' to 6' (Misc Only), Select Backfill
8" DIP Sewer Pipe, 6' to 8' (Misc Only)
8" DIP Sewer Pipe, 6' to 8' (Misc Only), CSS Backfill
8" DIP Sewer Pipe, 6' to 8' (Misc Only), Select Backfill
8" DIP Sewer Pipe, 8' to 10' (Misc Only)
8" DIP Sewer Pipe, 8' to 10' (Misc Only), CSS Backfill
8" DIP Sewer Pipe, 8' to 10' (Misc Only), Select Backfill
8" DIP Sewer Pipe, 10' to 12' (Misc Only)
8" DIP Sewer Pipe, 10' to 12' (Misc Only), CSS Backfill
8" DIP Sewer Pipe, 10' to 12' (Misc Only), Select Backfill
8" DIP Sewer Pipe, 12' to 14' (Misc Only)
8" DIP Sewer Pipe, 12' to 14' (Misc Only), CSS Backfill
8" DIP Sewer Pipe, 12' to 14' (Misc Only), Select Backfill
8" DIP Sewer Pipe, 14' to 16' (Misc Only)
8" DIP Sewer Pipe, 14' to 16' (Misc Only), CSS Backfill
8" DIP Sewer Pipe, 14' to 16' (Misc Only), Select Backfill
8" DIP Sewer Pipe, 16' to 18' (Misc Only)
8" DIP Sewer Pipe, 16' to 18' (Misc Only), CSS Backfill
8" DIP Sewer Pipe, 16' to 18' (Misc Only), Select Backfill
8" DIP Sewer Pipe, 18' to 20' (Misc Only)
8" DIP Sewer Pipe, 18' to 20' (Misc Only), CSS Backfill
8" DIP Sewer Pipe, 18' to 20' (Misc Only), Select Backfill
10" PVC Sewer Pipe, 0' to 6' (Misc Only)
10" PVC Sewer Pipe, 0' to 6' (Misc Only), CSS Backfill
10" PVC Sewer Pipe, 0' to 6' (Misc Only), Select Backfill
10" PVC Sewer Pipe, 6' to 8' (Misc Only)
10" PVC Sewer Pipe, 6' to 8' (Misc Only), CSS Backfill
10" PVC Sewer Pipe, 6' to 8' (Misc Only), Select Backfill
10" PVC Sewer Pipe, 8' to 10' (Misc Only)
10" PVC Sewer Pipe, 8' to 10' (Misc Only), CSS Backfill
10" PVC Sewer Pipe, 8' to 10' (Misc Only), Select Backfill
10" PVC Sewer Pipe, 10' to 12' (Misc Only)
10" PVC Sewer Pipe, 10' to 12' (Misc Only), CSS Backfill
10" PVC Sewer Pipe, 10' to 12' (Misc Only), Select Backfill
10" PVC Sewer Pipe, 12' to 14' (Misc Only)
10" PVC Sewer Pipe, 12' to 14' (Misc Only), CSS Backfill
10" PVC Sewer Pipe, 12' to 14' (Misc Only), Select Backfill
10" PVC Sewer Pipe, 14' to 16' (Misc Only)
10" PVC Sewer Pipe, 14' to 16' (Misc Only), CSS Backfill
10" PVC Sewer Pipe, 14' to 16' (Misc Only), Select Backfill
10" PVC Sewer Pipe, 16' to 18' (Misc Only)
10" PVC Sewer Pipe, 16' to 18' (Misc Only), CSS Backfill
10" PVC Sewer Pipe, 16' to 18' (Misc Only), Select Backfill
10" DIP Sewer, 0' to 6' (Misc Only)
10" DIP Sewer, 0' to 6' (Misc Only), CSS Backfill
10" DIP Sewer, 0' to 6' (Misc Only), Select Backfill
10" DIP Sewer, 6' to 8' (Misc Only)
10" DIP Sewer, 6' to 8' (Misc Only), CSS Backfill
10" DIP Sewer, 6' to 8' (Misc Only), Select Backfill
10" DIP Sewer, 8' to 10' (Misc Only)
10" DIP Sewer, 8' to 10' (Misc Only), CSS Backfill
10" DIP Sewer, 8' to 10' (Misc Only), Select Backfill
10" DIP Sewer, 10' to 12' (Misc Only)
10" DIP Sewer, 10' to 12' (Misc Only), CSS Backfill
10" DIP Sewer, 10' to 12' (Misc Only), Select Backfill
10" DIP Sewer, 12' to 14' (Misc Only)
10" DIP Sewer, 12' to 14' (Misc Only), CSS Backfill
10" DIP Sewer, 12' to 14' (Misc Only), Select Backfill
10" DIP Sewer, 14' to 16' (Misc Only)
10" DIP Sewer, 14' to 16' (Misc Only), CSS Backfill
10" DIP Sewer, 14' to 16' (Misc Only), Select Backfill
10" DIP Sewer, 16' to 18' (Misc Only)
10" DIP Sewer, 16' to 18' (Misc Only), CSS Backfill
10" DIP Sewer, 16' to 18' (Misc Only), Select Backfill
10" DIP Sewer, 18' to 20' (Misc Only)
10" DIP Sewer, 18' to 20' (Misc Only), CSS Backfill
10" DIP Sewer, 18' to 20' (Misc Only), Select Backfill
12" PVC Sewer Pipe, 0' to 6' (Misc Only)
12" PVC Sewer Pipe, 0' to 6' (Misc Only), CSS Backfill
12" PVC Sewer Pipe, 0' to 6' (Misc Only), Select Backfill
12" PVC Sewer Pipe, 6' to 8' (Misc Only)
12" PVC Sewer Pipe, 6' to 8' (Misc Only), CSS Backfill
12" PVC Sewer Pipe, 6' to 8' (Misc Only), Select Backfill
12" PVC Sewer Pipe, 8' to 10' (Misc Only)
12" PVC Sewer Pipe, 8' to 10' (Misc Only), CSS Backfill
12" PVC Sewer Pipe, 8' to 10' (Misc Only), Select Backfill
12" PVC Sewer Pipe, 10' to 12' (Misc Only)
12" PVC Sewer Pipe, 10' to 12' (Misc Only), CSS Backfill
12" PVC Sewer Pipe, 10' to 12' (Misc Only), Select Backfill
12" DIP Sewer, 0' to 6' (Misc Only)
12" DIP Sewer, 0' to 6' (Misc Only), CSS Backfill
12" DIP Sewer, 0' to 6' (Misc Only), Select Backfill
12" DIP Sewer, 6' to 8' (Misc Only)
12" DIP Sewer, 6' to 8' (Misc Only), CSS Backfill
12" DIP Sewer, 6' to 8' (Misc Only), Select Backfill
12" DIP Sewer, 8' to 10' (Misc Only)
12" DIP Sewer, 8' to 10' (Misc Only), CSS Backfill
12" DIP Sewer, 8' to 10' (Misc Only), Select Backfill
12" DIP Sewer, 10' to 12' (Misc Only)
12" DIP Sewer, 10' to 12' (Misc Only), CSS Backfill
12" DIP Sewer, 10' to 12' (Misc Only), Select Backfill
15" PVC Sewer Pipe, 0' to 6' (Misc Only)
15" PVC Sewer Pipe, 0' to 6' (Misc Only), CSS Backfill
15" PVC Sewer Pipe, 0' to 6' (Misc Only), Select Backfill
15" PVC Sewer Pipe, 6' to 8' (Misc Only)
15" PVC Sewer Pipe, 6' to 8' (Misc Only), CSS Backfill
15" PVC Sewer Pipe, 6' to 8' (Misc Only), Select Backfill
15" PVC Sewer Pipe, 8' to 10' (Misc Only)
15" PVC Sewer Pipe, 8' to 10' (Misc Only), CSS Backfill
15" PVC Sewer Pipe, 8' to 10' (Misc Only), Select Backfill
15" PVC Sewer Pipe, 10' to 12' (Misc Only)
15" PVC Sewer Pipe, 10' to 12' (Misc Only), CSS Backfill
15" PVC Sewer Pipe, 10' to 12' (Misc Only), Select Backfill
16" DIP Sewer, 0' to 6' (Misc Only)
16" DIP Sewer, 0' to 6' (Misc Only), CSS Backfill
16" DIP Sewer, 0' to 6' (Misc Only), Select Backfill
16" DIP Sewer, 6' to 8' (Misc Only)
16" DIP Sewer, 6' to 8' (Misc Only), CSS Backfill
16" DIP Sewer, 6' to 8' (Misc Only), Select Backfill
16" DIP Sewer, 8' to 10' (Misc Only)
16" DIP Sewer, 8' to 10' (Misc Only), CSS Backfill
16" DIP Sewer, 8' to 10' (Misc Only), Select Backfill
16" DIP Sewer, 10' to 12' (Misc Only)
16" DIP Sewer, 10' to 12' (Misc Only), CSS Backfill
16" DIP Sewer, 10' to 12' (Misc Only), Select Backfill
4" Sewer Pipe, CLSM Backfill
4" DIP Sewer, CLSM Backfill
6" Sewer Pipe, CLSM Backfill
6" DIP Sewer Pipe, CLSM Backfill
8" Sewer Pipe, CLSM Backfill
8" DIP Sewer Pipe, CLSM Backfill
10" Sewer Pipe, CLSM Backfill
10" DIP Sewer, CLSM Backfill
12" Sewer Pipe, CLSM Backfill
12" DIP Sewer, CLSM Backfill
15" Sewer Pipe, CLSM Backfill
16" Sewer Pipe, CLSM Backfill
16" DIP Sewer, CLSM Backfill
18" Sewer Pipe, CLSM Backfill
18" DIP Sewer, CLSM Backfill
18" Fiberglass Sewer Pipe, CLSM Backfill
18" PVC ASTM F1803 Sewer Pipe, CLSM Backfill
20" Sewer Pipe, CLSM Backfill
20" DIP Sewer, CLSM Backfill
21" Sewer Pipe, CLSM Backfill
21" Fiberglass Sewer Pipe, CLSM Backfill
21" PVC ASTM F1803 Sewer Pipe, CLSM Backfill
24" Sewer Pipe, CLSM Backfill
24" DIP Sewer, CLSM Backfill
24" Fiberglass Sewer Pipe, CLSM Backfill
24" PVC ASTM F1803 Sewer Pipe, CLSM Backfill
27" Sewer Pipe, CLSM Backfill
27" Fiberglass Sewer Pipe, CLSM Backfill
27" PVC ASTM F1803 Sewer Pipe, CLSM Backfill
30" Sewer Pipe, CLSM Backfill
30" DIP Sewer, CLSM Backfill
30" Fiberglass Sewer Pipe, CLSM Backfill
30" PVC ASTM F1803 Sewer Pipe, CLSM Backfill
36" Sewer Pipe, CLSM Backfill
36" DIP Sewer, CLSM Backfill
36" Fiberglass Sewer Pipe, CLSM Backfill
36" PVC ASTM F1803 Sewer Pipe, CLSM Backfill
42" Sewer Pipe, CLSM Backfill
42" Fiberglass Sewer Pipe, CLSM Backfill
42" Fiberglass Sewer Pipe, CLSM Backfill
42" PVC ASTM F1803 Sewer Pipe, CLSM Backfill
48" Sewer Pipe, CLSM Backfill
48" DIP Sewer, CLSM Backfill
48" Fiberglass Sewer Pipe, CLSM Backfill
48" PVC ASTM F1803 Sewer Pipe, CLSM Backfill
54" Sewer Pipe, CLSM Backfill
54" DIP Sewer, CLSM Backfill
54" Fiberglass Sewer Pipe, CLSM Backfill
60" Sewer Pipe, CLSM Backfill
60" DIP Sewer, CLSM Backfill
60" Fiberglass Sewer Pipe, CLSM Backfill
64" Sewer Pipe, CLSM Backfill
64" DIP Sewer, CLSM Backfill
64" Fiberglass Sewer Pipe, CLSM Backfill
66" Fiberglass Sewer Pipe, CLSM Backfill
72" Fiberglass Sewer Pipe, CLSM Backfill
4" PVC Sewer Pipe, 0' to 6' (Misc Only), CLSM Backfill
4" PVC Sewer Pipe, 6' to 8' (Misc Only), CLSM Backfill
4" PVC Sewer Pipe, 8' to 10' (Misc Only), CLSM Backfill
4" PVC Sewer Pipe, 10' to 12' (Misc Only), CLSM Backfill
4" DIP Sewer, 0' to 6' (Misc Only), CLSM Backfill
4" DIP Sewer, 6' to 8' (Misc Only), CLSM Backfill
4" DIP Sewer, 10' to 12' (Misc Only), CLSM Backfill
6" PVC Sewer Pipe, 0' to 6' (Misc Only), CLSM Backfill
6" PVC Sewer Pipe, 6' to 8' (Misc Only), CLSM Backfill
6" PVC Sewer Pipe, 8' to 10' (Misc Only), CLSM Backfill
6" PVC Sewer Pipe, 10' to 12' (Misc Only), CLSM Backfill
6" DIP Sewer Pipe, 0' to 6' (Misc Only), CLSM Backfill
6" DIP Sewer Pipe, 6' to 8' (Misc Only), CLSM Backfill
6" DIP Sewer Pipe, 8' to 10' (Misc Only), CLSM Backfill
6" DIP Sewer Pipe, 10' to 12' (Misc Only), CLSM Backfill
8" PVC Sewer Pipe, 0' to 6' (Misc Only), CLSM Backfill
8" PVC Sewer Pipe, 6' to 8' (Misc Only), CLSM Backfill
8" PVC Sewer Pipe, 8' to 10' (Misc Only), CLSM Backfill
8" PVC Sewer Pipe, 10' to 12' (Misc Only), CLSM Backfill
8" PVC Sewer Pipe, 12' to 14' (Misc Only), CLSM Backfill
8" PVC Sewer Pipe, 14' to 16' (Misc Only), CLSM Backfill
8" PVC Sewer Pipe, 16' to 18' (Misc Only), CLSM Backfill
8" DIP Sewer Pipe, 0' to 6' (Misc Only), CLSM Backfill
8" DIP Sewer Pipe, 6' to 8' (Misc Only), CLSM Backfill
8" DIP Sewer Pipe, 8' to 10' (Misc Only), CLSM Backfill
8" DIP Sewer Pipe, 10' to 12' (Misc Only), CLSM Backfill
8" DIP Sewer Pipe, 12' to 14' (Misc Only), CLSM Backfill
8" DIP Sewer Pipe, 14' to 16' (Misc Only), CLSM Backfill
8" DIP Sewer Pipe, 16' to 18' (Misc Only), CLSM Backfill
8" DIP Sewer Pipe, 18' to 20' (Misc Only), CLSM Backfill
10" PVC Sewer Pipe, 0' to 6' (Misc Only), CLSM Backfill
10" PVC Sewer Pipe, 6' to 8' (Misc Only), CLSM Backfill
10" PVC Sewer Pipe, 8' to 10' (Misc Only), CLSM Backfill
10" PVC Sewer Pipe, 10' to 12' (Misc Only), CLSM Backfill
10" PVC Sewer Pipe, 12' to 14' (Misc Only), CLSM Backfill
10" PVC Sewer Pipe, 14' to 16' (Misc Only), CLSM Backfill
10" PVC Sewer Pipe, 16' to 18' (Misc Only), CLSM Backfill
10" DIP Sewer, 0' to 6' (Misc Only), CLSM Backfill
10" DIP Sewer, 6' to 8' (Misc Only), CLSM Backfill
10" DIP Sewer, 8' to 10' (Misc Only), CLSM Backfill
10" DIP Sewer, 10' to 12' (Misc Only), CLSM Backfill
10" DIP Sewer, 12' to 14' (Misc Only), CLSM Backfill
10" DIP Sewer, 14' to 16' (Misc Only), CLSM Backfill
10" DIP Sewer, 16' to 18' (Misc Only), CLSM Backfill
10" DIP Sewer, 18' to 20' (Misc Only), CLSM Backfill
12" PVC Sewer Pipe, 0' to 6' (Misc Only), CLSM Backfill
12" PVC Sewer Pipe, 6' to 8' (Misc Only), CLSM Backfill
12" PVC Sewer Pipe, 8' to 10' (Misc Only), CLSM Backfill
12" PVC Sewer Pipe, 10' to 12' (Misc Only), CLSM Backfill
12" DIP Sewer, 0' to 6' (Misc Only), CLSM Backfill
12" DIP Sewer, 6' to 8' (Misc Only), CLSM Backfill
12" DIP Sewer, 8' to 10' (Misc Only), CLSM Backfill
12" DIP Sewer, 10' to 12' (Misc Only), CLSM Backfill
15" PVC Sewer Pipe, 0' to 6' (Misc Only), CLSM Backfill
15" PVC Sewer Pipe, 6' to 8' (Misc Only), CLSM Backfill
15" PVC Sewer Pipe, 8' to 10' (Misc Only), CLSM Backfill
15" PVC Sewer Pipe, 10' to 12' (Misc Only), CLSM Backfill
16" DIP Sewer, 0' to 6' (Misc Only), CLSM Backfill
16" DIP Sewer, 6' to 8' (Misc Only), CLSM Backfill
16" DIP Sewer, 8' to 10' (Misc Only), CLSM Backfill
16" DIP Sewer, 10' to 12' (Misc Only), CLSM Backfill
3" Sewer Air Release Valve & Vault
4" Sewer Air Release Valve & Vault
6" Sewer Air Release Valve & Vault
8" Sewer Air Relase Valve & Vault
Epoxy Manhole Liner
Epoxy Structure Liner
Liner - 4' Sewer MH
Liner - 5' Sewer MH
Liner - 6' Sewer MH
Liner -Sewer Structure
Wastewater Access Chamber
4' Manhole
4' Drop Manhole
4' Extra Depth Manhole
4' Shallow Manhole
4' Type A Manhole
4' Fiberglass Manhole
4' Fiberglass Drop Manhole
4' Fiberglass Extra Depth Manhole
4' Fiberglass Shallow Manhole
4' Fiberglass Type A Manhole
4' Tee Base Manhole
4' Tee Base Drop Manhole
4' Tee Base Extra Depth Manhole
4' Tee Base Shallow Manhole
5' Manhole
5' Drop Manhole
5' Extra Depth Manhole
5' Shallow Manhole
5' Type A Manhole
5' Fiberglass Manhole
5' Fiberglass Drop Manhole
5' Fiberglass Extra Depth Manhole
5' Fiberglass Shallow Manhole
5' Fiberglass Type A Manhole
5' Tee Base Manhole
5' Tee Base Drop Manhole
5' Tee Base Extra Depth Manhole
5' Tee Base Shallow Manhole
6' Manhole
6' Drop Manhole
6' Extra Depth Manhole
6' Shallow Manhole
6' Type A Manhole
6' Fiberglass Manhole
6' Fiberglass Drop Manhole
6' Fiberglass Extra Depth Manhole
6' Fiberglass Shallow Manhole
6' Fiberglass Type A Manhole
6' Tee Base Manhole
6' Tee Base Drop Manhole
6' Tee Base Extra Depth Manhole
6' Tee Base Shallow Manhole
Sanitary Sewer Junction Structure
15" HDPE Pipe
18" HDPE Pipe
18" RCP, Class III
21" RCP, Class III
21" RCP, Class IV
21" RCP, Class V
24" HDPE Pipe
24" RCP, Class III
24" RCP, Class IV
24" RCP, Class V
27" RCP, Class III
27" RCP, Class IV
27" RCP, Class V
30" HDPE Pipe
30" RCP, Class III
30" RCP, Class IV
30" RCP, Class V
33" RCP, Class III
33" RCP, Class IV
33" RCP, Class V
36" HDPE Pipe
36" RCP, Class III
36" RCP, Class IV
36" RCP, Class V
39" RCP, Class III
39" RCP, Class IV
39" RCP, Class V
42" RCP, Class III
42" RCP, Class IV
42" RCP, Class V
45" RCP, Class III
45" RCP, Class IV
45" RCP, Class V
48" RCP, Class III
48" RCP, Class IV
48" RCP, Class V
54" RCP, Class III
54" RCP, Class IV
54" RCP, Class V
60" RCP, Class III
60" RCP, Class IV
60" RCP, Class V
66" RCP, Class III
66" RCP, Class IV
66" RCP, Class V
72" RCP, Class III
72" RCP, Class IV
72" RCP, Class V
78" RCP, Class III
78" RCP, Class IV
78" RCP, Class V
84" RCP, Class III
84" RCP, Class IV
84" RCP, Class V
15" HDPE Lateral Line
18" HDPE Lateral Line
21" HDPE Lateral Line
24" HDPE Lateral Line
27" HDPE Lateral Line
30" HDPE Lateral Line
36" HDPE Lateral Line
15" HDPE Structural Lead
18" HDPE Structural Lead
21" HDPE Structural Lead
24" HDPE Structural Lead
27" HDPE Structural Lead
30" HDPE Structural Lead
36" HDPE Structural Lead
3x2 Box Culvert
3x3 Box Culvert
4x2 Box Culvert
4x3 Box Culvert
4x4 Box Culvert
5x3 Box Culvert
5x4 Box Culvert
5x5 Box Culvert
6x2 Box Culvert
6x3 Box Culvert
6x4 Box Culvert
6x5 Box Culvert
6x6 Box Culvert
7x3 Box Culvert
7x4 Box Culvert
7x5 Box Culvert
7x6 Box Culvert
7x7 Box Culvert
8x4 Box Culvert
8x5 Box Culvert
8x6 Box Culvert
8x7 Box Culvert
8x8 Box Culvert
9x4 Box Culvert
9x5 Box Culvert
9x6 Box Culvert
9x7 Box Culvert
9x8 Box Culvert
9x9 Box Culvert
10x4 Box Culvert
10x5 Box Culvert
10x6 Box Culvert
10x7 Box Culvert
10x8 Box Culvert
10x9 Box Culvert
10x10 Box Culvert
11x4 Box Culvert
11x5 Box Culvert
11x6 Box Culvert
11x7 Box Culvert
11x8 Box Culvert
11x9 Box Culvert
11x10 Box Culvert
11x11 Box Culvert
12x4 Box Culvert
12x5 Box Culvert
12x6 Box Culvert
12x7 Box Culvert
12x8 Box Culvert
12x9 Box Culvert
12x10 Box Culvert
12x11 Box Culvert
12x12 Box Culvert
13x4 Box Culvert
13x5 Box Culvert
13x6 Box Culvert
13x7 Box Culvert
13x8 Box Culvert
14x4 Box Culvert
14x5 Box Culvert
14x6 Box Culvert
14x7 Box Culvert
14x8 Box Culvert
15x4 Box Culvert
15x5 Box Culvert
15x6 Box Culvert
15x7 Box Culvert
15x8 Box Culvert
16x4 Box Culvert
16x5 Box Culvert
16x6 Box Culvert
16x7 Box Culvert
16x8 Box Culvert
17x4 Box Culvert
17x5 Box Culvert
17x6 Box Culvert
17x7 Box Culvert
17x8 Box Culvert
18x4 Box Culvert
18x5 Box Culvert
18x6 Box Culvert
18x7 Box Culvert
18x8 Box Culvert
19x4 Box Culvert
19x5 Box Culvert
19x6 Box Culvert
19x7 Box Culvert
19x8 Box Culvert
20x4 Box Culvert
20x5 Box Culvert
20x6 Box Culvert
20x7 Box Culvert
20x8 Box Culvert
21x4 Box Culvert
21x5 Box Culvert
21x6 Box Culvert
21x7 Box Culvert
21x8 Box Culvert
22x4 Box Culvert
22x5 Box Culvert
22x6 Box Culvert
22x7 Box Culvert
22x8 Box Culvert
23x4 Box Culvert
23x5 Box Culvert
23x6 Box Culvert
23x7 Box Culvert
23x8 Box Culvert
24x4 Box Culvert
24x5 Box Culvert
24x6 Box Culvert
24x7 Box Culvert
24x8 Box Culvert
24" PP Pipe
30" PP Pipe
36" PP Pipe
42" PP Pipe
48" PP Pipe
60" PP Pipe
4" Pipe Underdrain, Type 1
4" Pipe Underdrain, Type 2
4" Pipe Underdrain, Type 3
4" Pipe Underdrain, Type 4
4" Pipe Underdrain, Type 5
4" Pipe Underdrain, Type 6
4" Pipe Underdrain, Type 7
4" Pipe Underdrain, Type 8
6" Pipe Underdrain, Type 1
6" Pipe Underdrain, Type 2
6" Pipe Underdrain, Type 3
6" Pipe Underdrain, Type 4
6" Pipe Underdrain, Type 5
6" Pipe Underdrain, Type 6
6" Pipe Underdrain, Type 7
6" Pipe Underdrain, Type 8
8" Pipe Underdrain, Type 1
8" Pipe Underdrain, Type 2
8" Pipe Underdrain, Type 3
8" Pipe Underdrain, Type 4
8" Pipe Underdrain, Type 5
8" Pipe Underdrain, Type 6
8" Pipe Underdrain, Type 7
8" Pipe Underdrain, Type 8
10" Pipe Underdrain, Type 1
10" Pipe Underdrain, Type 2
10" Pipe Underdrain, Type 3
10" Pipe Underdrain, Type 4
10" Pipe Underdrain, Type 5
10" Pipe Underdrain, Type 6
10" Pipe Underdrain, Type 7
10" Pipe Underdrain, Type 8
12" Slotted Drain Type A
12" Slotted Drain Type B
15" Slotted Drain Type A
15" Slotted Drain Type B
18" Slotted Drain Type A
18" Slotted Drain Type B
21" Slotted Drain Type A
21" Slotted Drain Type B
24" Slotted Drain Type A
24" Slotted Drain Type B
30" Slotted Drain Type A
30" Slotted Drain Type B
36" Slotted Drain Type A
36" Slotted Drain Type B
12" Slotted Drain Outfall
15" Slotted Drain Outfall
18" Slotted Drain Outfall
21" Slotted Drain Outfall
24" Slotted Drain Outfall
30" Slotted Drain Outfall
36" Slotted Drain Outfall
6" Trench Drain
8" Trench Drain
12" Trench Drain
18" Trench Drain
24" Trench Drain
4' Storm Junction Box
5' Storm Junction Box
6' Storm Junction Box
7' Storm Junction Box
8' Storm Junction Box
Storm Junction Structure
3' Round Manhole Riser
4' Manhole Riser
5' Manhole Riser
4' Stacked Manhole
5-Sided Manhole
Manhole Steps
Headwall, Box Culvert
18" Flared Headwall, 1 pipe
21" Flared Headwall, 1 pipe
24" Flared Headwall, 1 pipe
27" Flared Headwall, 1 pipe
30" Flared Headwall, 1 pipe
33" Flared Headwall, 1 pipe
36" Flared Headwall, 1 pipe
39" Flared Headwall, 1 pipe
42" Flared Headwall, 1 pipe
45" Flared Headwall, 1 pipe
48" Flared Headwall, 1 pipe
54" Flared Headwall, 1 pipe
60" Flared Headwall, 1 pipe
66" Flared Headwall, 1 pipe
72" Flared Headwall, 1 pipe
18" Flared Headwall, 2 pipes
21" Flared Headwall, 2 pipes
24" Flared Headwall, 2 pipes
27" Flared Headwall, 2 pipes
30" Flared Headwall, 2 pipes
33" Flared Headwall, 2 pipes
36" Flared Headwall, 2 pipes
39" Flared Headwall, 2 pipes
42" Flared Headwall, 2 pipes
45" Flared Headwall, 2 pipes
48" Flared Headwall, 2 pipes
54" Flared Headwall, 2 pipes
60" Flared Headwall, 2 pipes
66" Flared Headwall, 2 pipes
72" Flared Headwall, 2 pipes
18" Flared Headwall, 3 pipes
21" Flared Headwall, 3 pipes
24" Flared Headwall, 3 pipes
27" Flared Headwall, 3 pipes
30" Flared Headwall, 3 pipes
33" Flared Headwall, 3 pipes
36" Flared Headwall, 3 pipes
39" Flared Headwall, 3 pipes
42" Flared Headwall, 3 pipes
45" Flared Headwall, 3 pipes
48" Flared Headwall, 3 pipes
54" Flared Headwall, 3 pipes
60" Flared Headwall, 3 pipes
66" Flared Headwall, 3 pipes
72" Flared Headwall, 3 pipes
18" Parallel Headwall, 1 pipe
21" Parallel Headwall, 1 pipe
24" Parallel Headwall, 1 pipe
27" Parallel Headwall, 1 pipe
30" Parallel Headwall, 1 pipe
33" Parallel Headwall, 1 pipe
36" Parallel Headwall, 1 pipe
39" Parallel Headwall, 1 pipe
42" Parallel Headwall, 1 pipe
45" Parallel Headwall, 1 pipe
48" Parallel Headwall, 1 pipe
54" Parallel Headwall, 1 pipe
60" Parallel Headwall, 1 pipe
66" Parallel Headwall, 1 pipe
72" Parallel Headwall, 1 pipe
18" Parallel Headwall, 2 pipes
21" Parallel Headwall, 2 pipes
24" Parallel Headwall, 2 pipes
27" Parallel Headwall, 2 pipes
30" Parallel Headwall, 2 pipes
33" Parallel Headwall, 2 pipes
36" Parallel Headwall, 2 pipes
39" Parallel Headwall, 2 pipes
42" Parallel Headwall, 2 pipes
45" Parallel Headwall, 2 pipes
48" Parallel Headwall, 2 pipes
54" Parallel Headwall, 2 pipes
60" Parallel Headwall, 2 pipes
66" Parallel Headwall, 2 pipes
72" Parallel Headwall, 2 pipes
18" Parallel Headwall, 3 pipes
21" Parallel Headwall, 3 pipes
24" Parallel Headwall, 3 pipes
27" Parallel Headwall, 3 pipes
30" Parallel Headwall, 3 pipes
33" Parallel Headwall, 3 pipes
36" Parallel Headwall, 3 pipes
39" Parallel Headwall, 3 pipes
42" Parallel Headwall, 3 pipes
45" Parallel Headwall, 3 pipes
51" Parallel Headwall, 3 pipes
54" Parallel Headwall, 3 pipes
60" Parallel Headwall, 3 pipes
66" Parallel Headwall, 3 pipes
72" Parallel Headwall, 3 pipes
18" Straight Headwall, 1 pipe
21" Straight Headwall, 1 pipe
24" Straight Headwall, 1 pipe
27" Straight Headwall, 1 pipe
30" Straight Headwall, 1 pipe
33" Straight Headwall, 1 pipe
36" Straight Headwall, 1 pipe
39" Straight Headwall, 1 pipe
42" Straight Headwall, 1 pipe
45" Straight Headwall, 1 pipe
48" Straight Headwall, 1 pipe
54" Straight Headwall, 1 pipe
60" Straight Headwall, 1 pipe
66" Straight Headwall, 1 pipe
72" Straight Headwall, 1 pipe
18" Straight Headwall, 2 pipes
21" Straight Headwall, 2 pipes
24" Straight Headwall, 2 pipes
27" Straight Headwall, 2 pipes
30" Straight Headwall, 2 pipes
33" Straight Headwall, 2 pipes
36" Straight Headwall, 2 pipes
39" Straight Headwall, 2 pipes
42" Straight Headwall, 2 pipes
45" Straight Headwall, 2 pipes
48" Straight Headwall, 2 pipes
54" Straight Headwall, 2 pipes
60" Straight Headwall, 2 pipes
66" Straight Headwall, 2 pipes
72" Straight Headwall, 2 pipes
18" Straight Headwall, 3 pipes
21" Straight Headwall, 3 pipes
24" Straight Headwall, 3 pipes
27" Straight Headwall, 3 pipes
30" Straight Headwall, 3 pipes
33" Straight Headwall, 3 pipes
36" Straight Headwall, 3 pipes
39" Straight Headwall, 3 pipes
42" Straight Headwall, 3 pipes
45" Straight Headwall, 3 pipes
48" Straight Headwall, 3 pipes
54" Straight Headwall, 3 pipes
60" Straight Headwall, 3 pipes
66" Straight Headwall, 3 pipes
72" Straight Headwall, 3 pipes
SET, Type I for Box Culverts
12" SET, 1 pipe
15" SET, 1 pipe
18" SET, 1 pipe
21" SET, 1 pipe
24" SET, 1 pipe
27" SET, 1 pipe
30" SET, 1 pipe
33" SET, 1 pipe
36" SET, 1 pipe
39" SET, 1 pipe
42" SET, 1 pipe
45" SET, 1 pipe
48" SET, 1 pipe
54" SET, 1 pipe
60" SET, 1 pipe
12" SET, 2 pipes
15" SET, 2 pipes
18" SET, 2 pipes
21" SET, 2 pipes
24" SET, 2 pipes
27" SET, 2 pipes
30" SET, 2 pipes
33" SET, 2 pipes
36" SET, 2 pipes
39" SET, 2 pipes
42" SET, 2 pipes
45" SET, 2 pipes
48" SET, 2 pipes
54" SET, 2 pipes
60" SET, 2 pipes
12" SET, 3 pipes
15" SET, 3 pipes
18" SET, 3 pipes
21" SET, 3 pipes
24" SET, 3 pipes
27" SET, 3 pipes
30" SET, 3 pipes
33" SET, 3 pipes
36" SET, 3 pipes
39" SET, 3 pipes
42" SET, 3 pipes
45" SET, 3 pipes
48" SET, 3 pipes
54" SET, 3 pipes
60" SET, 3 pipes
10' Curb Inlet
15' Curb Inlet
20' Curb Inlet
30' Curb Inlet
Remove and Replace Inlet Top, 5'
Remove and Replace Inlet Top, 10'
Remove and Replace Inlet Top, 15'
Remove and Replace Inlet Top, 20'
Remove and Replace Inlet Top, 30'
10' Recessed Inlet
15' Recessed Inlet
20' Recessed Inlet
30' Recessed Inlet
4' Drop Inlet
5' Drop Inlet
6' Drop Inlet
10' Type 2 Inlet
15' Type 2 Inlet
20' Type 2 Inlet
30' Type 2 Inlet
2' Grate Inlet
3' Grate Inlet
4' Grate Inlet

## Erosion Control (hidden)
QUANTITY TAKE-OFF MATRIX
WELLINGTON AREA 3 SOUTH PHASE 2
Project Item Information
Bidlist Item No. | Description | Specification Section No. | Unit of Measure | Bid Quantity | Sheet Number & Quantity
[5 empty] | 76 | xx | xx | xx | xx | xx | xx | xx | xx | xx | xx
1 |  |  |  | 0
2 |  |  |  | 0
3 |  |  |  | 0
4 |  |  |  | 0
5 |  |  |  | 0
6 |  |  |  | 0
7 |  |  |  | 0
8 |  |  |  | 0
9 |  |  |  | 0
10 |  |  |  | 0
11 |  |  |  | 0
12 |  |  |  | 0
13 |  |  |  | 0
14 |  |  |  | 0
15 |  |  |  | 0
16 |  |  |  | 0
17 |  |  |  | 0
18 |  |  |  | 0
19 |  |  |  | 0
20 |  |  |  | 0
21 |  |  |  | 0
22 |  |  |  | 0
23 |  |  |  | 0
24 |  |  |  | 0
25 |  |  |  | 0
26 |  |  |  | 0
27 |  |  |  | 0
28 |  |  |  | 0
29 |  |  |  | 0
30 |  |  |  | 0
31 |  |  |  | 0
32 |  |  |  | 0